{"text_format":"3","workbook":"xls","n_sheets":12,"sheets":["1.1 封-1 封面","1.2 扉-1 扉页","3.1 表-08 分部分项工程和单价措施项目清单与计价表","3.2 表-11 总价措施项目清单与计价表","3.3 表-12 其他项目清单与计价汇总表","3.4 表-12-1 暂列金额明细表","3.5 表-13 规费、税金项目计价表","4.1 表-08 分部分项工程和单价措施项目清单与计价表","4.2 表-11 总价措施项目清单与计价表","4.3 表-12 其他项目清单与计价汇总表","4.4 表-12-1 暂列金额明细表","4.5 表-13 规费、税金项目计价表"],"not_rendered":{"external_links":1,"defined_names":12},"read":"whole","date_system":"1900","formulas":"cached_only"}

{"sheet":"1.1 封-1 封面","index":0,"n_rows":19,"n_cols":7,"rows_kept":19,"merged":[[1,2,2,5],[1,6,2,7],[5,0,5,8],[10,4,11,6],[11,1,11,3],[12,4,12,6],[14,4,15,6],[15,1,15,3],[16,4,16,6],[18,3,18,4]],"flags":["formulas_cached_only"]}
[]
[null,null,"教科院实验室等改造",{"$nulls":3},"工程"]
[]
[]
[]
["招标工程量清单"]
[]
[]
[]
[]
[]
[null,"招  标  人："]
[{"$nulls":4},"（单位盖章）"]
[]
[]
[null,"造价咨询人："]
[{"$nulls":4},"（单位盖章）"]
[]
[{"$nulls":3},"2023年02月26日"]

{"sheet":"1.2 扉-1 扉页","index":1,"n_rows":20,"n_cols":8,"rows_kept":20,"merged":[[1,2,2,6],[1,7,2,7],[4,0,4,9],[7,1,7,2],[7,6,7,8],[8,6,8,8],[10,1,11,2],[10,3,11,3],[10,5,11,5],[11,6,11,8],[12,6,12,8],[15,1,15,2],[15,6,15,8],[16,6,16,8],[19,1,19,2],[19,6,19,8]],"flags":["formulas_cached_only"]}
[]
[null,null,"教科院实验室等改造",{"$nulls":4},"工程"]
[]
[]
["招标工程量清单"]
[]
[]
[null,"招  标  人：",{"$nulls":3},"造价咨询人："]
[{"$nulls":3},"（单位盖章）",null,null,"（单位资质专用章）"]
[]
[null,"法定代表人\n或其授权人：",{"$nulls":3},"法定代表人\n或其授权人："]
[]
[{"$nulls":3},"（签字或盖章）",null,null,"（签字或盖章）"]
[]
[]
[null,"编  制  人：",{"$nulls":3},"复  核  人："]
[{"$nulls":3},"（造价人员签字盖专用章）",null,null,"（造价工程师签字盖专用章）"]
[]
[]
[null,"编 制 时 间：",null,"2023年02月26日",null,"复 核 时 间：","2023年02月26日"]

{"sheet":"3.1 表-08 分部分项工程和单价措施项目清单与计价表","index":2,"n_rows":569,"n_cols":12,"rows_kept":569,"merged":[[0,0,0,11],[1,0,1,4],[1,5,1,9],[1,10,1,11],[2,0,4,0],[2,1,4,1],[2,2,4,3],[2,4,4,5],[2,6,4,6],[2,7,4,7],[2,8,2,11],[3,8,4,8],[3,9,4,10],[5,2,5,5],[5,9,5,10],[6,0,7,0],[6,1,7,1],[6,2,7,3],[6,4,7,5],[6,6,7,6],[6,7,7,7],[6,8,7,8],[6,9,7,10],[6,11,7,11],[8,0,9,0],[8,1,9,1],[8,2,9,3],[8,4,9,5],[8,6,9,6],[8,7,9,7],[8,8,9,8],[8,9,9,10],[8,11,9,11],[10,0,11,0],[10,1,11,1],[10,2,11,3],[10,4,11,5],[10,6,11,6],[10,7,11,7],[10,8,11,8],[10,9,11,10],[10,11,11,11],[12,0,13,0],[12,1,13,1],[12,2,13,3],[12,4,13,5],[12,6,13,6],[12,7,13,7],[12,8,13,8],[12,9,13,10],[12,11,13,11],[14,0,15,0],[14,1,15,1],[14,2,15,3],[14,4,15,5],[14,6,15,6],[14,7,15,7],[14,8,15,8],[14,9,15,10],[14,11,15,11],[16,0,17,0],[16,1,17,1],[16,2,17,3],[16,4,17,5],[16,6,17,6],[16,7,17,7],[16,8,17,8],[16,9,17,10],[16,11,17,11],[18,2,18,3],[18,4,18,5],[18,9,18,10],[19,2,19,3],[19,4,19,5],[19,9,19,10],[20,0,20,8],[20,9,20,10],[22,3,22,11],[23,0,23,11],[24,0,24,4],[24,5,24,9],[24,10,24,11],[25,0,27,0],[25,1,27,1],[25,2,27,3],[25,4,27,5],[25,6,27,6],[25,7,27,7],[25,8,25,11],[26,8,27,8],[26,9,27,10],[28,0,29,0],[28,1,29,1],[28,2,29,3],[28,4,29,5],[28,6,29,6],[28,7,29,7],[28,8,29,8],[28,9,29,10],[28,11,29,11],[30,2,30,3],[30,4,30,5],[30,9,30,10],[31,0,32,0],[31,1,32,1],[31,2,32,3],[31,4,32,5],[31,6,32,6],[31,7,32,7],[31,8,32,8],[31,9,32,10],[31,11,32,11],[33,0,34,0],[33,1,34,1],[33,2,34,3],[33,4,34,5],[33,6,34,6],[33,7,34,7],[33,8,34,8],[33,9,34,10],[33,11,34,11],[35,0,37,0],[35,1,37,1],[35,2,37,3],[35,4,37,5],[35,6,37,6],[35,7,37,7],[35,8,37,8],[35,9,37,10],[35,11,37,11],[38,2,38,3],[38,4,38,5],[38,9,38,10],[39,2,39,3],[39,4,39,5],[39,9,39,10],[40,2,40,3],[40,4,40,5],[40,9,40,10],[41,2,41,3],[41,4,41,5],[41,9,41,10],[42,2,42,3],[42,4,42,5],[42,9,42,10],[43,2,43,3],[43,4,43,5],[43,9,43,10],[44,2,44,3],[44,4,44,5],[44,9,44,10],[45,0,45,8],[45,9,45,10],[47,3,47,11],[48,0,48,11],[49,0,49,4],[49,5,49,9],[49,10,49,11],[50,0,52,0],[50,1,52,1],[50,2,52,3],[50,4,52,5],[50,6,52,6],[50,7,52,7],[50,8,50,11],[51,8,52,8],[51,9,52,10],[53,0,54,0],[53,1,54,1],[53,2,54,3],[53,4,54,5],[53,6,54,6],[53,7,54,7],[53,8,54,8],[53,9,54,10],[53,11,54,11],[55,0,56,0],[55,1,56,1],[55,2,56,3],[55,4,56,5],[55,6,56,6],[55,7,56,7],[55,8,56,8],[55,9,56,10],[55,11,56,11],[57,0,58,0],[57,1,58,1],[57,2,58,3],[57,4,58,5],[57,6,58,6],[57,7,58,7],[57,8,58,8],[57,9,58,10],[57,11,58,11],[59,0,61,0],[59,1,61,1],[59,2,61,3],[59,4,61,5],[59,6,61,6],[59,7,61,7],[59,8,61,8],[59,9,61,10],[59,11,61,11],[62,2,62,3],[62,4,62,5],[62,9,62,10],[63,2,63,3],[63,4,63,5],[63,9,63,10],[64,2,64,3],[64,4,64,5],[64,9,64,10],[65,2,65,3],[65,4,65,5],[65,9,65,10],[66,2,66,3],[66,4,66,5],[66,9,66,10],[67,2,67,3],[67,4,67,5],[67,9,67,10],[68,0,68,8],[68,9,68,10],[70,3,70,11],[71,0,71,11],[72,0,72,4],[72,5,72,9],[72,10,72,11],[73,0,75,0],[73,1,75,1],[73,2,75,3],[73,4,75,5],[73,6,75,6],[73,7,75,7],[73,8,73,11],[74,8,75,8],[74,9,75,10],[76,0,78,0],[76,1,78,1],[76,2,78,3],[76,4,78,5],[76,6,78,6],[76,7,78,7],[76,8,78,8],[76,9,78,10],[76,11,78,11],[79,0,81,0],[79,1,81,1],[79,2,81,3],[79,4,81,5],[79,6,81,6],[79,7,81,7],[79,8,81,8],[79,9,81,10],[79,11,81,11],[82,0,84,0],[82,1,84,1],[82,2,84,3],[82,4,84,5],[82,6,84,6],[82,7,84,7],[82,8,84,8],[82,9,84,10],[82,11,84,11],[85,0,86,0],[85,1,86,1],[85,2,86,3],[85,4,86,5],[85,6,86,6],[85,7,86,7],[85,8,86,8],[85,9,86,10],[85,11,86,11],[87,2,87,3],[87,4,87,5],[87,9,87,10],[88,2,88,3],[88,4,88,5],[88,9,88,10],[89,0,89,8],[89,9,89,10],[91,3,91,11],[92,0,92,11],[93,0,93,4],[93,5,93,9],[93,10,93,11],[94,0,96,0],[94,1,96,1],[94,2,96,3],[94,4,96,5],[94,6,96,6],[94,7,96,7],[94,8,94,11],[95,8,96,8],[95,9,96,10],[97,0,100,0],[97,1,100,1],[97,2,100,3],[97,4,100,5],[97,6,100,6],[97,7,100,7],[97,8,100,8],[97,9,100,10],[97,11,100,11],[101,0,102,0],[101,1,102,1],[101,2,102,3],[101,4,102,5],[101,6,102,6],[101,7,102,7],[101,8,102,8],[101,9,102,10],[101,11,102,11],[103,2,103,3],[103,4,103,5],[103,9,103,10],[104,2,104,5],[104,9,104,10],[105,2,105,5],[105,9,105,10],[106,0,107,0],[106,1,107,1],[106,2,107,3],[106,4,107,5],[106,6,107,6],[106,7,107,7],[106,8,107,8],[106,9,107,10],[106,11,107,11],[108,0,109,0],[108,1,109,1],[108,2,109,3],[108,4,109,5],[108,6,109,6],[108,7,109,7],[108,8,109,8],[108,9,109,10],[108,11,109,11],[110,0,110,8],[110,9,110,10],[112,3,112,11],[113,0,113,11],[114,0,114,4],[114,5,114,9],[114,10,114,11],[115,0,117,0],[115,1,117,1],[115,2,117,3],[115,4,117,5],[115,6,117,6],[115,7,117,7],[115,8,115,11],[116,8,117,8],[116,9,117,10],[118,0,119,0],[118,1,119,1],[118,2,119,3],[118,4,119,5],[118,6,119,6],[118,7,119,7],[118,8,119,8],[118,9,119,10],[118,11,119,11],[120,0,121,0],[120,1,121,1],[120,2,121,3],[120,4,121,5],[120,6,121,6],[120,7,121,7],[120,8,121,8],[120,9,121,10],[120,11,121,11],[122,2,122,3],[122,4,122,5],[122,9,122,10],[123,0,124,0],[123,1,124,1],[123,2,124,3],[123,4,124,5],[123,6,124,6],[123,7,124,7],[123,8,124,8],[123,9,124,10],[123,11,124,11],[125,0,126,0],[125,1,126,1],[125,2,126,3],[125,4,126,5],[125,6,126,6],[125,7,126,7],[125,8,126,8],[125,9,126,10],[125,11,126,11],[127,0,128,0],[127,1,128,1],[127,2,128,3],[127,4,128,5],[127,6,128,6],[127,7,128,7],[127,8,128,8],[127,9,128,10],[127,11,128,11],[129,2,129,3],[129,4,129,5],[129,9,129,10],[130,2,130,3],[130,4,130,5],[130,9,130,10],[131,2,131,3],[131,4,131,5],[131,9,131,10],[132,0,132,8],[132,9,132,10],[133,3,133,11],[134,0,134,11],[135,0,135,4],[135,5,135,9],[135,10,135,11],[136,0,138,0],[136,1,138,1],[136,2,138,3],[136,4,138,5],[136,6,138,6],[136,7,138,7],[136,8,136,11],[137,8,138,8],[137,9,138,10],[139,0,141,0],[139,1,141,1],[139,2,141,3],[139,4,141,5],[139,6,141,6],[139,7,141,7],[139,8,141,8],[139,9,141,10],[139,11,141,11],[142,0,144,0],[142,1,144,1],[142,2,144,3],[142,4,144,5],[142,6,144,6],[142,7,144,7],[142,8,144,8],[142,9,144,10],[142,11,144,11],[145,0,147,0],[145,1,147,1],[145,2,147,3],[145,4,147,5],[145,6,147,6],[145,7,147,7],[145,8,147,8],[145,9,147,10],[145,11,147,11],[148,2,148,3],[148,4,148,5],[148,9,148,10],[149,2,149,3],[149,4,149,5],[149,9,149,10],[150,2,150,3],[150,4,150,5],[150,9,150,10],[151,2,151,3],[151,4,151,5],[151,9,151,10],[152,2,152,3],[152,4,152,5],[152,9,152,10],[153,2,153,3],[153,4,153,5],[153,9,153,10],[154,0,154,8],[154,9,154,10],[156,3,156,11],[157,0,157,11],[158,0,158,4],[158,5,158,9],[158,10,158,11],[159,0,161,0],[159,1,161,1],[159,2,161,3],[159,4,161,5],[159,6,161,6],[159,7,161,7],[159,8,159,11],[160,8,161,8],[160,9,161,10],[162,0,164,0],[162,1,164,1],[162,2,164,3],[162,4,164,5],[162,6,164,6],[162,7,164,7],[162,8,164,8],[162,9,164,10],[162,11,164,11],[165,0,168,0],[165,1,168,1],[165,2,168,3],[165,4,168,5],[165,6,168,6],[165,7,168,7],[165,8,168,8],[165,9,168,10],[165,11,168,11],[169,0,170,0],[169,1,170,1],[169,2,170,3],[169,4,170,5],[169,6,170,6],[169,7,170,7],[169,8,170,8],[169,9,170,10],[169,11,170,11],[171,0,172,0],[171,1,172,1],[171,2,172,3],[171,4,172,5],[171,6,172,6],[171,7,172,7],[171,8,172,8],[171,9,172,10],[171,11,172,11],[173,2,173,3],[173,4,173,5],[173,9,173,10],[174,0,174,8],[174,9,174,10],[176,3,176,11],[177,0,177,11],[178,0,178,4],[178,5,178,9],[178,10,178,11],[179,0,181,0],[179,1,181,1],[179,2,181,3],[179,4,181,5],[179,6,181,6],[179,7,181,7],[179,8,179,11],[180,8,181,8],[180,9,181,10],[182,2,182,5],[182,9,182,10],[183,2,183,5],[183,9,183,10],[184,0,185,0],[184,1,185,1],[184,2,185,3],[184,4,185,5],[184,6,185,6],[184,7,185,7],[184,8,185,8],[184,9,185,10],[184,11,185,11],[186,0,187,0],[186,1,187,1],[186,2,187,3],[186,4,187,5],[186,6,187,6],[186,7,187,7],[186,8,187,8],[186,9,187,10],[186,11,187,11],[188,0,189,0],[188,1,189,1],[188,2,189,3],[188,4,189,5],[188,6,189,6],[188,7,189,7],[188,8,189,8],[188,9,189,10],[188,11,189,11],[190,0,191,0],[190,1,191,1],[190,2,191,3],[190,4,191,5],[190,6,191,6],[190,7,191,7],[190,8,191,8],[190,9,191,10],[190,11,191,11],[192,0,193,0],[192,1,193,1],[192,2,193,3],[192,4,193,5],[192,6,193,6],[192,7,193,7],[192,8,193,8],[192,9,193,10],[192,11,193,11],[194,0,195,0],[194,1,195,1],[194,2,195,3],[194,4,195,5],[194,6,195,6],[194,7,195,7],[194,8,195,8],[194,9,195,10],[194,11,195,11],[196,2,196,3],[196,4,196,5],[196,9,196,10],[197,0,197,8],[197,9,197,10],[199,3,199,11],[200,0,200,11],[201,0,201,4],[201,5,201,9],[201,10,201,11],[202,0,204,0],[202,1,204,1],[202,2,204,3],[202,4,204,5],[202,6,204,6],[202,7,204,7],[202,8,202,11],[203,8,204,8],[203,9,204,10],[205,0,206,0],[205,1,206,1],[205,2,206,3],[205,4,206,5],[205,6,206,6],[205,7,206,7],[205,8,206,8],[205,9,206,10],[205,11,206,11],[207,0,208,0],[207,1,208,1],[207,2,208,3],[207,4,208,5],[207,6,208,6],[207,7,208,7],[207,8,208,8],[207,9,208,10],[207,11,208,11],[209,0,210,0],[209,1,210,1],[209,2,210,3],[209,4,210,5],[209,6,210,6],[209,7,210,7],[209,8,210,8],[209,9,210,10],[209,11,210,11],[211,0,212,0],[211,1,212,1],[211,2,212,3],[211,4,212,5],[211,6,212,6],[211,7,212,7],[211,8,212,8],[211,9,212,10],[211,11,212,11],[213,0,214,0],[213,1,214,1],[213,2,214,3],[213,4,214,5],[213,6,214,6],[213,7,214,7],[213,8,214,8],[213,9,214,10],[213,11,214,11],[215,2,215,3],[215,4,215,5],[215,9,215,10],[216,2,216,3],[216,4,216,5],[216,9,216,10],[217,2,217,3],[217,4,217,5],[217,9,217,10],[218,2,218,3],[218,4,218,5],[218,9,218,10],[219,2,219,3],[219,4,219,5],[219,9,219,10],[220,2,220,3],[220,4,220,5],[220,9,220,10],[221,0,221,8],[221,9,221,10],[223,3,223,11],[224,0,224,11],[225,0,225,4],[225,5,225,9],[225,10,225,11],[226,0,228,0],[226,1,228,1],[226,2,228,3],[226,4,228,5],[226,6,228,6],[226,7,228,7],[226,8,226,11],[227,8,228,8],[227,9,228,10],[229,0,230,0],[229,1,230,1],[229,2,230,3],[229,4,230,5],[229,6,230,6],[229,7,230,7],[229,8,230,8],[229,9,230,10],[229,11,230,11],[231,0,233,0],[231,1,233,1],[231,2,233,3],[231,4,233,5],[231,6,233,6],[231,7,233,7],[231,8,233,8],[231,9,233,10],[231,11,233,11],[234,0,235,0],[234,1,235,1],[234,2,235,3],[234,4,235,5],[234,6,235,6],[234,7,235,7],[234,8,235,8],[234,9,235,10],[234,11,235,11],[236,0,238,0],[236,1,238,1],[236,2,238,3],[236,4,238,5],[236,6,238,6],[236,7,238,7],[236,8,238,8],[236,9,238,10],[236,11,238,11],[239,2,239,3],[239,4,239,5],[239,9,239,10],[240,2,240,3],[240,4,240,5],[240,9,240,10],[241,2,241,3],[241,4,241,5],[241,9,241,10],[242,0,242,8],[242,9,242,10],[244,3,244,11],[245,0,245,11],[246,0,246,4],[246,5,246,9],[246,10,246,11],[247,0,249,0],[247,1,249,1],[247,2,249,3],[247,4,249,5],[247,6,249,6],[247,7,249,7],[247,8,247,11],[248,8,249,8],[248,9,249,10],[250,0,252,0],[250,1,252,1],[250,2,252,3],[250,4,252,5],[250,6,252,6],[250,7,252,7],[250,8,252,8],[250,9,252,10],[250,11,252,11],[253,0,255,0],[253,1,255,1],[253,2,255,3],[253,4,255,5],[253,6,255,6],[253,7,255,7],[253,8,255,8],[253,9,255,10],[253,11,255,11],[256,0,257,0],[256,1,257,1],[256,2,257,3],[256,4,257,5],[256,6,257,6],[256,7,257,7],[256,8,257,8],[256,9,257,10],[256,11,257,11],[258,2,258,3],[258,4,258,5],[258,9,258,10],[259,2,259,3],[259,4,259,5],[259,9,259,10],[260,2,260,3],[260,4,260,5],[260,9,260,10],[261,2,261,3],[261,4,261,5],[261,9,261,10],[262,2,262,3],[262,4,262,5],[262,9,262,10],[263,2,263,3],[263,4,263,5],[263,9,263,10],[264,2,264,3],[264,4,264,5],[264,9,264,10],[265,2,265,3],[265,4,265,5],[265,9,265,10],[266,0,266,8],[266,9,266,10],[268,3,268,11],[269,0,269,11],[270,0,270,4],[270,5,270,9],[270,10,270,11],[271,0,273,0],[271,1,273,1],[271,2,273,3],[271,4,273,5],[271,6,273,6],[271,7,273,7],[271,8,271,11],[272,8,273,8],[272,9,273,10],[274,0,276,0],[274,1,276,1],[274,2,276,3],[274,4,276,5],[274,6,276,6],[274,7,276,7],[274,8,276,8],[274,9,276,10],[274,11,276,11],[277,0,278,0],[277,1,278,1],[277,2,278,3],[277,4,278,5],[277,6,278,6],[277,7,278,7],[277,8,278,8],[277,9,278,10],[277,11,278,11],[279,2,279,3],[279,4,279,5],[279,9,279,10],[280,2,280,5],[280,9,280,10],[281,2,281,5],[281,9,281,10],[282,0,283,0],[282,1,283,1],[282,2,283,3],[282,4,283,5],[282,6,283,6],[282,7,283,7],[282,8,283,8],[282,9,283,10],[282,11,283,11],[284,0,285,0],[284,1,285,1],[284,2,285,3],[284,4,285,5],[284,6,285,6],[284,7,285,7],[284,8,285,8],[284,9,285,10],[284,11,285,11],[286,2,286,3],[286,4,286,5],[286,9,286,10],[287,2,287,3],[287,4,287,5],[287,9,287,10],[288,2,288,3],[288,4,288,5],[288,9,288,10],[289,2,289,3],[289,4,289,5],[289,9,289,10],[290,0,290,8],[290,9,290,10],[292,3,292,11],[293,0,293,11],[294,0,294,4],[294,5,294,9],[294,10,294,11],[295,0,297,0],[295,1,297,1],[295,2,297,3],[295,4,297,5],[295,6,297,6],[295,7,297,7],[295,8,295,11],[296,8,297,8],[296,9,297,10],[298,0,299,0],[298,1,299,1],[298,2,299,3],[298,4,299,5],[298,6,299,6],[298,7,299,7],[298,8,299,8],[298,9,299,10],[298,11,299,11],[300,0,301,0],[300,1,301,1],[300,2,301,3],[300,4,301,5],[300,6,301,6],[300,7,301,7],[300,8,301,8],[300,9,301,10],[300,11,301,11],[302,2,302,3],[302,4,302,5],[302,9,302,10],[303,0,304,0],[303,1,304,1],[303,2,304,3],[303,4,304,5],[303,6,304,6],[303,7,304,7],[303,8,304,8],[303,9,304,10],[303,11,304,11],[305,0,307,0],[305,1,307,1],[305,2,307,3],[305,4,307,5],[305,6,307,6],[305,7,307,7],[305,8,307,8],[305,9,307,10],[305,11,307,11],[308,2,308,3],[308,4,308,5],[308,9,308,10],[309,2,309,3],[309,4,309,5],[309,9,309,10],[310,2,310,3],[310,4,310,5],[310,9,310,10],[311,2,311,3],[311,4,311,5],[311,9,311,10],[312,2,312,3],[312,4,312,5],[312,9,312,10],[313,2,313,3],[313,4,313,5],[313,9,313,10],[314,2,314,3],[314,4,314,5],[314,9,314,10],[315,2,315,3],[315,4,315,5],[315,9,315,10],[316,0,316,8],[316,9,316,10],[318,3,318,11],[319,0,319,11],[320,0,320,4],[320,5,320,9],[320,10,320,11],[321,0,323,0],[321,1,323,1],[321,2,323,3],[321,4,323,5],[321,6,323,6],[321,7,323,7],[321,8,321,11],[322,8,323,8],[322,9,323,10],[324,0,326,0],[324,1,326,1],[324,2,326,3],[324,4,326,5],[324,6,326,6],[324,7,326,7],[324,8,326,8],[324,9,326,10],[324,11,326,11],[327,0,330,0],[327,1,330,1],[327,2,330,3],[327,4,330,5],[327,6,330,6],[327,7,330,7],[327,8,330,8],[327,9,330,10],[327,11,330,11],[331,0,332,0],[331,1,332,1],[331,2,332,3],[331,4,332,5],[331,6,332,6]],"merged_total":1686,"flags":["formulas_cached_only","merged_cut"]}
["分部分项工程和单价措施项目清单与计价表"]
["工程名称：教科院实验室等改造工程-修缮装修",{"$nulls":4},"标段：",{"$nulls":4},"第1页 共24页"]
["序号","项目编码","项目名称",null,"项目特征描述",null,"计量\n单位","工程量","金额（元）"]
[{"$nulls":8},"综合单价","合价",null,"其中"]
[{"$nulls":11},"暂估价"]
[null,null," 教学26号楼教科院实验实训室改造工程",{"$nulls":4},""]
["1","011610001001","木门拆除",null,"1、拆除部位：室内原单扇木门\n2、垃圾归堆、收集、整理\n3、投标单位综合考虑、自主报价，满足使用单位要求",null,"樘","4"]
[]
["2","011610002007","金属窗拆除",null,"1、拆除部位：室内原铝合金窗\n2、拆除前窗内外四周切缝、内外墙粉刷及真石漆破损修复\n3、可利用废旧材料回收价值由投标单位综合考虑、自主报价",null,"樘","1"]
[]
["3","011610002001","金属窗拆除",null,"1、拆除部位：室内原铝合金窗\n2、拆除前窗内外四周切缝、内外墙粉刷及真石漆破损修复\n3、可利用废旧材料回收价值由投标单位综合考虑、自主报价",null,"樘","5"]
[]
["4","011610002006","金属窗拆除",null,"1、拆除部位：走廊防盗门隔断\n2、垃圾归堆、收集、整理\n3、投标单位综合考虑、自主报价，满足使用单位要求",null,"樘","1"]
[]
["5","011608002001","铲除涂料面",null,"1、铲除部位：原墙面乳胶漆、腻子全部铲除\n2、落地乳胶漆等垃圾清理干净，归堆、收集、整理\n3、投标单位自主报价，结算不再调整",null,"m2","195.59"]
[]
["6","011614005001","窗帘盒拆除",null,"1、拆除部位：木制窗帘盒\n2、垃圾归堆、收集、整理\n3、投标单位综合考虑、自主报价，满足使用单位要求",null,"m","13.98"]
[]
[]
[]
["本页小计"]
[]
[{"$nulls":3},"【新点2013清单造价江苏版 V10.3.5】"]
["分部分项工程和单价措施项目清单与计价表"]
["工程名称：教科院实验室等改造工程-修缮装修",{"$nulls":4},"标段：",{"$nulls":4},"第2页 共24页"]
["序号","项目编码","项目名称",null,"项目特征描述",null,"计量\n单位","工程量","金额（元）"]
[{"$nulls":8},"综合单价","合价",null,"其中"]
[{"$nulls":11},"暂估价"]
["7","011606003001","天棚面龙骨及饰面拆除",null,"1、拆除部位：硅钙板吊顶\n2、垃圾归堆、收集、整理\n3、投标单位综合考虑、自主报价，满足使用单位要求",null,"m2","34.88"]
[]
["8","010103002001","余方弃置",null,"1、废弃料品种：拆除的建筑垃圾外运出校园\n2、运距：投标单位综合考虑、自主报价",null,"项","1"]
["9","010401003002","实心砖墙",null,"1、部位：封堵门洞\n2、砖品种、规格、强度等级：烧结普通砖\n3、砂浆强度等级、配合比：M5混合砂浆\n4、投标单位综合考虑、自主报价，满足使用单位要求",null,"m3","0.48"]
[]
["10","011201001002","墙面一般抹灰",null,"1、部位：新砌墙体\n2、找平的砂浆厚度、配合比：不低于20mm厚1:3水泥砂浆\n3、投标单位综合考虑、自主报价，满足使用单位要求",null,"m2","4"]
[]
["11","011103004001","塑料卷材楼地面",null,"1、部位：走廊地面\n2、粘结层厚度、材料种类：5mm厚自流平复合砂浆\n3、面层材料品种、规格：2mm厚塑胶地板\n4、品牌：凯立龙、福龙、优尚等同品质品牌\n5、投标单位综合考虑、自主报价，满足使用单位要求",null,"m2","24.65"]
{"$rows_empty":9}
["本页小计"]
[]
[{"$nulls":3},"【新点2013清单造价江苏版 V10.3.5】"]
["分部分项工程和单价措施项目清单与计价表"]
["工程名称：教科院实验室等改造工程-修缮装修",{"$nulls":4},"标段：",{"$nulls":4},"第3页 共24页"]
["序号","项目编码","项目名称",null,"项目特征描述",null,"计量\n单位","工程量","金额（元）"]
[{"$nulls":8},"综合单价","合价",null,"其中"]
[{"$nulls":11},"暂估价"]
["12","011210002001","金属隔断",null,"1、部位：室内包暖气\n2、骨架、边框材料种类、规格：75隔墙轻钢龙骨\n3、隔板材料品种、规格、颜色：单面双层9.5mm厚纸面石膏板\n4、投标单位综合考虑、自主报价，满足使用单位要求",null,"m2","14.18"]
[]
["13","011504003001","金属暖气罩",null,"1、部位：室内暖气片\n2、暖气罩材质：白色铝合金百叶\n3、投标单位综合考虑、自主报价，满足使用单位要求",null,"m2","4"]
[]
["14","010809004001","石材窗台板",null,"1、部位：室内窗台板\n2、窗台板材质、规格、颜色：20mm爵士白大理石窗台板\n3、磨边形式：双边45度\n4、投标单位综合考虑、自主报价，满足使用单位要求",null,"m2","2.36"]
[]
["15","011406001003","抹灰面油漆",null,"1、喷刷涂料部位：墙面\n2、腻子种类：混合腻子\n3、刮腻子要求：二遍\n4、涂料品种、喷刷遍数：白色乳胶漆二遍\n5、乳胶漆品牌：多乐士、紫荆花、美涂士中选择一种\n6、涂刷方式：滚涂\n7、投标单位综合考虑、自主报价，满足使用单位要求",null,"m2","199.59"]
{"$rows_empty":8}
["本页小计"]
[]
[{"$nulls":3},"【新点2013清单造价江苏版 V10.3.5】"]
["分部分项工程和单价措施项目清单与计价表"]
["工程名称：教科院实验室等改造工程-修缮装修",{"$nulls":4},"标段：",{"$nulls":4},"第4页 共24页"]
["序号","项目编码","项目名称",null,"项目特征描述",null,"计量\n单位","工程量","金额（元）"]
[{"$nulls":8},"综合单价","合价",null,"其中"]
[{"$nulls":11},"暂估价"]
["16","010801002001","木质门带套",null,"1、部位：室内木门\n2、门类型：定制成品实木装饰门\n3、包含原拆除门边口的零星修补\n4、颜色及样式以使用单位要求为准\n5、备注：包括门及门套制作、安装、五金配件、门锁等，其他未尽事项均应满足使用方及规范要求",null,"m2","6"]
[]
[]
["17","010807001001","断桥铝窗",null,"1、部位：室内窗\n2、窗类型：90系列断桥铝合金推拉窗（含纱窗）\n3、窗纱规格：钢纱网纱窗\n4、玻璃品种、厚度：5+12A+5双层钢化中空玻璃\n5、品牌：海螺型材、凤铝、欧派等同品质品牌\n6、备注：包括窗制作、安装、不锈钢五金配件等，其他未尽事项均应满足使用方及规范要求",null,"m2","10.17"]
[]
[]
["18","011302001001","吊顶天棚",null,"1、部位：室内吊顶\n2、吊顶形式、吊杆规格：φ8全丝吊杆，M8膨胀螺栓固定\n3、龙骨材料种类、规格、中距：50轻钢龙骨及配套T型龙骨\n4、面层材料品种、规格：600*600矿棉板\n5、投标单位综合考虑、自主报价，满足使用单位要求",null,"m2","104.31"]
[]
[]
["19","010808007001","成品木窗套",null,"1、部位：窗套线\n2、窗套线材质：定制成品实木装饰窗套\n3、投标单位综合考虑、自主报价，满足使用单位要求",null,"m","21.7"]
[]
[]
[]
["本页小计"]
[]
[{"$nulls":3},"【新点2013清单造价江苏版 V10.3.5】"]
["分部分项工程和单价措施项目清单与计价表"]
["工程名称：教科院实验室等改造工程-修缮装修",{"$nulls":4},"标段：",{"$nulls":4},"第5页 共24页"]
["序号","项目编码","项目名称",null,"项目特征描述",null,"计量\n单位","工程量","金额（元）"]
[{"$nulls":8},"综合单价","合价",null,"其中"]
[{"$nulls":11},"暂估价"]
["20","010810002001","木窗帘盒",null,"1、部位：室内窗帘盒\n2、窗帘盒材质、规格：基层细木工板、面层双层纸面石膏板\n3、腻子种类、遍数：批混合腻子砂纸打磨找平二遍\n4、油漆品种、刷漆遍数：白色乳胶漆二遍\n5、石膏板品牌：泰山、龙牌、可耐福等；乳胶漆品牌：多乐士、紫荆花、美涂士中选择一种；\n6、投标单位综合考虑、自主报价，满足使用单位要求",null,"m","13.98"]
[]
[]
[]
["21","010810001001","窗帘",null,"1、安装部位：室内窗帘\n2、窗帘材质：亚麻布艺遮光窗帘\n3、窗帘轨及窗帘材质、颜色等满足使用方要求",null,"m2","35.46"]
[]
["22","01B001","室内保洁",null,"1、部位：所有施工部位及其相关公共区域\n2、竣工后保洁，满足使用单位要求",null,"项","1"]
[null,null,"分部小计",{"$nulls":4},""]
[null,null," 教学26号楼教科院教授工作室改造工程",{"$nulls":4},""]
["23","011610001002","木门拆除",null,"1、拆除部位：室内原单扇木门\n2、垃圾归堆、收集、整理\n3、投标单位综合考虑、自主报价，满足使用单位要求",null,"樘","4"]
[]
["24","011610002002","金属窗拆除",null,"1、拆除部位：室内原铝合金窗\n2、拆除前窗内外四周切缝、内外墙粉刷及真石漆破损修复\n3、可利用废旧材料回收价值由投标单位综合考虑、自主报价",null,"樘","4"]
[]
["本页小计"]
[]
[{"$nulls":3},"【新点2013清单造价江苏版 V10.3.5】"]
["分部分项工程和单价措施项目清单与计价表"]
["工程名称：教科院实验室等改造工程-修缮装修",{"$nulls":4},"标段：",{"$nulls":4},"第6页 共24页"]
["序号","项目编码","项目名称",null,"项目特征描述",null,"计量\n单位","工程量","金额（元）"]
[{"$nulls":8},"综合单价","合价",null,"其中"]
[{"$nulls":11},"暂估价"]
["25","011608002002","铲除涂料面",null,"1、铲除部位：原墙面乳胶漆、腻子全部铲除\n2、落地乳胶漆等垃圾清理干净，归堆、收集、整理\n3、投标单位自主报价，结算不再调整",null,"m2","155.29"]
[]
["26","011614005002","窗帘盒拆除",null,"1、拆除部位：木制窗帘盒\n2、垃圾归堆、收集、整理\n3、投标单位综合考虑、自主报价，满足使用单位要求",null,"m","11.2"]
[]
["27","010103002002","余方弃置",null,"1、废弃料品种：拆除的建筑垃圾外运出校园\n2、运距：投标单位综合考虑、自主报价",null,"项","1"]
["28","011210002002","金属隔断",null,"1、部位：室内包暖气\n2、骨架、边框材料种类、规格：75隔墙轻钢龙骨\n3、隔板材料品种、规格、颜色：单面双层9.5mm厚纸面石膏板\n4、投标单位综合考虑、自主报价，满足使用单位要求",null,"m2","13.44"]
[]
["29","011504003002","金属暖气罩",null,"1、部位：室内暖气片\n2、暖气罩材质：白色铝合金百叶\n3、投标单位综合考虑、自主报价，满足使用单位要求",null,"m2","4"]
[]
["30","010809004002","石材窗台板",null,"1、部位：室内窗台板\n2、窗台板材质、规格、颜色：20mm爵士白大理石窗台板\n3、磨边形式：双边45度\n4、投标单位综合考虑、自主报价，满足使用单位要求",null,"m2","2.21"]
[]
[]
[]
[]
["本页小计"]
[{"$nulls":3},"【新点2013清单造价江苏版 V10.3.5】"]
["分部分项工程和单价措施项目清单与计价表"]
["工程名称：教科院实验室等改造工程-修缮装修",{"$nulls":4},"标段：",{"$nulls":4},"第7页 共24页"]
["序号","项目编码","项目名称",null,"项目特征描述",null,"计量\n单位","工程量","金额（元）"]
[{"$nulls":8},"综合单价","合价",null,"其中"]
[{"$nulls":11},"暂估价"]
["31","011406001004","抹灰面油漆",null,"1、喷刷涂料部位：墙面\n2、腻子种类：混合腻子\n3、刮腻子要求：二遍\n4、涂料品种、喷刷遍数：白色乳胶漆二遍\n5、乳胶漆品牌：多乐士、紫荆花、美涂士中选择一种\n6、涂刷方式：滚涂\n7、投标单位综合考虑、自主报价，满足使用单位要求",null,"m2","155.29"]
[]
[]
["32","010801002002","木质门带套",null,"1、部位：室内木门\n2、门类型：定制成品实木装饰门\n3、包含原拆除门边口的零星修补\n4、颜色及样式以使用单位要求为准\n5、备注：包括门及门套制作、安装、五金配件、门锁等，其他未尽事项均应满足使用方及规范要求",null,"m2","8"]
[]
[]
["33","010807001002","断桥铝窗",null,"1、部位：室内窗\n2、窗类型：90系列断桥铝合金推拉窗（含纱窗）\n3、窗纱规格：钢纱网纱窗\n4、玻璃品种、厚度：5+12A+5双层钢化中空玻璃\n5、品牌：海螺型材、凤铝、欧派等同品质品牌\n6、备注：包括窗制作、安装、不锈钢五金配件等，其他未尽事项均应满足使用方及规范要求",null,"m2","8.52"]
{"$rows_empty":8}
["本页小计"]
[]
[{"$nulls":3},"【新点2013清单造价江苏版 V10.3.5】"]
["分部分项工程和单价措施项目清单与计价表"]
["工程名称：教科院实验室等改造工程-修缮装修",{"$nulls":4},"标段：",{"$nulls":4},"第8页 共24页"]
["序号","项目编码","项目名称",null,"项目特征描述",null,"计量\n单位","工程量","金额（元）"]
[{"$nulls":8},"综合单价","合价",null,"其中"]
[{"$nulls":11},"暂估价"]
["34","011302001002","吊顶天棚",null,"1、部位：室内吊顶\n2、吊顶形式、吊杆规格：φ8全丝吊杆，M8膨胀螺栓固定\n3、龙骨材料种类、规格、中距：50轻钢龙骨及配套T型龙骨\n4、面层材料品种、规格：600*600矿棉板\n5、投标单位综合考虑、自主报价，满足使用单位要求",null,"m2","61.15"]
[]
[]
["35","010810002002","木窗帘盒",null,"1、部位：室内窗帘盒\n2、窗帘盒材质、规格：基层细木工板、面层双层纸面石膏板\n3、腻子种类、遍数：批混合腻子砂纸打磨找平二遍\n4、油漆品种、刷漆遍数：白色乳胶漆二遍\n5、石膏板品牌：泰山、龙牌、可耐福等；乳胶漆品牌：多乐士、紫荆花、美涂士中选择一种；\n6、投标单位综合考虑、自主报价，满足使用单位要求",null,"m","11.2"]
[]
[]
[]
["36","010808007002","成品木窗套",null,"1、部位：窗套线\n2、窗套线材质：定制成品实木装饰窗套\n3、投标单位综合考虑、自主报价，满足使用单位要求",null,"m","17.6"]
[]
["37","010810001002","窗帘",null,"1、安装部位：室内窗帘\n2、窗帘材质：亚麻布艺遮光窗帘\n3、窗帘轨及窗帘材质、颜色等满足使用方要求",null,"m2","33.12"]
[]
["38","01B002","室内保洁",null,"1、部位：所有施工部位及其相关公共区域\n2、竣工后保洁，满足使用单位要求",null,"项","1"]
["本页小计"]
[]
[{"$nulls":3},"【新点2013清单造价江苏版 V10.3.5】"]
["分部分项工程和单价措施项目清单与计价表"]
["工程名称：教科院实验室等改造工程-修缮装修",{"$nulls":4},"标段：",{"$nulls":4},"第9页 共24页"]
["序号","项目编码","项目名称",null,"项目特征描述",null,"计量\n单位","工程量","金额（元）"]
[{"$nulls":8},"综合单价","合价",null,"其中"]
[{"$nulls":11},"暂估价"]
[null,null,"分部小计",{"$nulls":4},""]
[null,null," 教学26号楼卫生间改造工程",{"$nulls":4},""]
["39","011610001003","木门拆除",null,"1、拆除部位：室内原单扇木门\n2、垃圾归堆、收集、整理\n3、投标单位综合考虑、自主报价，满足使用单位要求",null,"樘","3"]
[]
["40","011610002003","金属窗拆除",null,"1、拆除部位：室内原铝合金窗\n2、拆除前窗内外四周切缝、内外墙粉刷及真石漆破损修复\n3、可利用废旧材料回收价值由投标单位综合考虑、自主报价",null,"樘","1"]
[]
["41","011605001001","平面块料拆除",null,"1、拆除部位：地面地砖\n2、垃圾归堆、收集、整理\n3、投标单位综合考虑、自主报价，满足使用单位要求",null,"m2","18.35"]
[]
["42","011605002003","立面块料拆除",null,"1、拆除部位：墙面墙砖\n2、垃圾归堆、收集、整理\n3、投标单位综合考虑、自主报价，满足使用单位要求",null,"m2","26.46"]
[]
["43","011601001001","砖砌体拆除",null,"1、拆除砌体部位：蹲便器地台\n2、垃圾归堆、收集、整理\n3、投标单位综合考虑、自主报价，满足使用单位要求",null,"m3","0.63"]
[]
["44","011601001002","砖砌体拆除",null,"1、拆除砌体部位：原砖砌墙体\n2、垃圾归堆、收集、整理\n3、投标单位综合考虑、自主报价，满足使用单位要求",null,"m3","1.9"]
[]
["45","010103002003","余方弃置",null,"1、废弃料品种：拆除的建筑垃圾外运出校园\n2、运距：投标单位综合考虑、自主报价",null,"项","1"]
["本页小计"]
[]
[{"$nulls":3},"【新点2013清单造价江苏版 V10.3.5】"]
["分部分项工程和单价措施项目清单与计价表"]
["工程名称：教科院实验室等改造工程-修缮装修",{"$nulls":4},"标段：",{"$nulls":4},"第10页 共24页"]
["序号","项目编码","项目名称",null,"项目特征描述",null,"计量\n单位","工程量","金额（元）"]
[{"$nulls":8},"综合单价","合价",null,"其中"]
[{"$nulls":11},"暂估价"]
["46","011201004001","立面砂浆找平层",null,"1、基层类型：拆除墙砖后的墙面\n2、找平层砂浆厚度、配合比：20mm厚1：3水泥砂浆\n3、投标单位综合考虑、自主报价，满足使用单位要求",null,"m2","45.86"]
[]
["47","010401003001","实心砖墙",null,"1、部位：室内墙\n2、砖品种、规格、强度等级：烧结普通砖\n3、砂浆强度等级、配合比：M5混合砂浆\n4、投标单位综合考虑、自主报价，满足使用单位要求",null,"m3","1.97"]
[]
["48","010401012001","零星砌砖",null,"1、部位：蹲便器地台\n2、砖类型：M5标准砖\n3、砂浆强度等级、配合比：M5混合砂浆\n4、投标单位综合考虑、自主报价，满足使用单位要求",null,"m3","0.77"]
[]
["49","011201001001","墙面一般抹灰",null,"1、部位：新砌墙体\n2、找平的砂浆厚度、配合比：不低于20mm厚1:3水泥砂浆找平\n3、投标单位综合考虑、自主报价，满足使用单位要求",null,"m2","32.83"]
[]
["50","011203003001","零星项目砂浆找平",null,"1、部位：蹲便器地台\n2、找平的砂浆厚度、配合比：不低于20mm厚1:3水泥砂浆找平\n3、投标单位综合考虑、自主报价，满足使用单位要求",null,"m2","6.02"]
{"$rows_empty":7}
["本页小计"]
[]
[{"$nulls":3},"【新点2013清单造价江苏版 V10.3.5】"]
["分部分项工程和单价措施项目清单与计价表"]
["工程名称：教科院实验室等改造工程-修缮装修",{"$nulls":4},"标段：",{"$nulls":4},"第11页 共24页"]
["序号","项目编码","项目名称",null,"项目特征描述",null,"计量\n单位","工程量","金额（元）"]
[{"$nulls":8},"综合单价","合价",null,"其中"]
[{"$nulls":11},"暂估价"]
["51","011204003001","块料墙面",null,"1、部位：墙面\n2、基层：1:3水泥砂浆打底抹灰、砂浆找平\n3、面层材料品种、规格：6厚300*600釉面砖，白水泥擦缝\n4、墙面砖品牌：强辉、东鹏、冠珠等同等知名品牌",null,"m2","64.95"]
[]
["52","011102003001","块料楼地面",null,"1、部位：室内地面\n2、找平层厚度、砂浆配合比：30mm厚1:3干硬性砂浆\n3、结合层厚度、砂浆配合比：10mm素水泥浆\n4、面层材料品种、规格、颜色：300*300防滑地砖\n5、地面砖品牌：强辉、东鹏、新中源等知名品牌\n6、投标单位综合考虑、自主报价，满足使用单位要求",null,"m2","18.35"]
[]
[]
["53","010904002001","楼（地）面涂膜防水",null,"1、部位：地面防水\n2、防水膜品种：刷聚氨脂防水涂料两遍\n3、反边高度：300mm\n4、投标单位综合考虑、自主报价，满足使用单位要求",null,"m2","23"]
[]
["54","010801002003","木质门带套",null,"1、部位：室内木门\n2、门类型：定制成品实木装饰门\n3、包含原拆除门边口的零星修补\n4、颜色及样式以使用单位要求为准\n5、备注：包括门及门套制作、安装、五金配件、门锁等，其他未尽事项均应满足使用方及规范要求",null,"m2","4"]
[]
[]
[]
[]
[]
["本页小计"]
[]
[{"$nulls":3},"【新点2013清单造价江苏版 V10.3.5】"]
["分部分项工程和单价措施项目清单与计价表"]
["工程名称：教科院实验室等改造工程-修缮装修",{"$nulls":4},"标段：",{"$nulls":4},"第12页 共24页"]
["序号","项目编码","项目名称",null,"项目特征描述",null,"计量\n单位","工程量","金额（元）"]
[{"$nulls":8},"综合单价","合价",null,"其中"]
[{"$nulls":11},"暂估价"]
["55","010807001003","断桥铝窗",null,"1、部位：室内窗\n2、窗类型：90系列断桥铝合金推拉窗（含纱窗）\n3、窗纱规格：钢纱网纱窗\n4、玻璃品种、厚度：5+12A+5双层钢化中空玻璃\n5、品牌：海螺型材、凤铝、欧派等同品质品牌\n6、备注：包括窗制作、安装、不锈钢五金配件等，其他未尽事项均应满足使用方及规范要求",null,"m2","2.13"]
[]
[]
["56","011302001003","吊顶天棚",null,"1、部位：室内吊顶\n2、吊顶形式、吊杆规格、高度：φ8全丝吊杆，M8膨胀螺栓固定，吊杆高度：550mm高\n3、龙骨材料种类、规格、中距：50轻钢龙骨\n4、面层材料品种、规格：0.6厚300*300铝扣板\n5、铝扣板品牌范围：欧普、科奈特、友邦等同品质品牌\n6、投标单位综合考虑、自主报价，满足使用方要求",null,"m2","18.35"]
[]
[]
["57","011302001007","吊顶天棚",null,"1、部位：一层卫生间下吊顶拆除恢复\n2、卫生间上下水改造需拆除一层吊顶，并进行恢复\n3、投标单位综合考虑、自主报价，满足使用方要求",null,"项","1"]
{"$rows_empty":9}
["本页小计"]
[]
[{"$nulls":3},"【新点2013清单造价江苏版 V10.3.5】"]
["分部分项工程和单价措施项目清单与计价表"]
["工程名称：教科院实验室等改造工程-修缮装修",{"$nulls":4},"标段：",{"$nulls":4},"第13页 共24页"]
["序号","项目编码","项目名称",null,"项目特征描述",null,"计量\n单位","工程量","金额（元）"]
[{"$nulls":8},"综合单价","合价",null,"其中"]
[{"$nulls":11},"暂估价"]
["58","011505001001","洗漱台",null,"1、部位：卫生间洗漱台\n2、材料品种、规格、颜色：20mm纯白色石英石台面、18mm木纹面生态板柜体（双盆柜体长度约1.8米）\n3、包含洗脸盆、水龙头及所有五金配件\n4、投标单位综合考虑、自主报价，满足使用单位要求",null,"个","1"]
[]
[]
["59","011210005001","成品隔断",null,"1、部位：卫生间\n2、名称：成品隔断\n3、材料品种、规格：15mm厚成品抗倍特板防水隔断\n4、包含安装所需的全部辅材及304不锈钢五金配件等\n5、具体颜色、高度等参数，满足使用单位要求",null,"间","4"]
[]
["60","01B003","室内保洁",null,"1、部位：所有施工部位及其相关公共区域\n2、竣工后保洁，满足使用单位要求",null,"项","1"]
[null,null,"分部小计",{"$nulls":4},""]
[null,null," 教科院研讨室装修改造工程（教学11号楼二楼）",{"$nulls":4},""]
["61","011605002004","立面块料拆除",null,"1、拆除部位：办公室柱盆\n2、垃圾归堆、收集、整理\n3、投标单位综合考虑、自主报价，满足使用单位要求",null,"m2","7.56"]
[]
["62","011614002001","柜体拆除",null,"1、拆除部位：原房间低柜\n2、垃圾归堆、收集、整理\n3、投标单位综合考虑、自主报价，满足使用单位要求",null,"个","1"]
[]
[]
[]
[]
[]
["本页小计"]
[]
[{"$nulls":3},"【新点2013清单造价江苏版 V10.3.5】"]
["分部分项工程和单价措施项目清单与计价表"]
["工程名称：教科院实验室等改造工程-修缮装修",{"$nulls":4},"标段：",{"$nulls":4},"第14页 共24页"]
["序号","项目编码","项目名称",null,"项目特征描述",null,"计量\n单位","工程量","金额（元）"]
[{"$nulls":8},"综合单价","合价",null,"其中"]
[{"$nulls":11},"暂估价"]
["63","011609002001","隔断隔墙拆除",null,"1、拆除部位：原铝合金玻璃隔断\n2、垃圾归堆、收集、整理\n3、投标单位综合考虑、自主报价，满足使用单位要求",null,"m2","6.72"]
[]
["64","011605001002","平面块料拆除",null,"1、拆除部位：原塑胶地板\n2、垃圾归堆、收集、整理\n3、投标单位综合考虑、自主报价，满足使用单位要求",null,"m2","22.51"]
[]
["65","010103002004","余方弃置",null,"1、废弃料品种：拆除的建筑垃圾外运出校园\n2、运距：投标单位综合考虑、自主报价",null,"项","1"]
["66","011105004003","木质踢脚线",null,"1、部位：室内墙面\n2、踢脚线高度：80mm\n3、面层材料种类、规格：成品木质踢脚线\n4、颜色等投标单位综合考虑，满足使用单位要求",null,"m","20.12"]
[]
["67","011103004003","塑料卷材楼地面",null,"1、部位：室内地面\n2、粘结层厚度、材料种类：5mm厚自流平复合砂浆\n3、面层材料品种、规格：2mm厚塑胶地板\n4、品牌：凯立龙、福龙、优尚等同品质品牌\n5、投标单位综合考虑、自主报价，满足使用单位要求",null,"m2","22.51"]
{"$rows_empty":10}
["本页小计"]
[]
[{"$nulls":3},"【新点2013清单造价江苏版 V10.3.5】"]
["分部分项工程和单价措施项目清单与计价表"]
["工程名称：教科院实验室等改造工程-修缮装修",{"$nulls":4},"标段：",{"$nulls":4},"第15页 共24页"]
["序号","项目编码","项目名称",null,"项目特征描述",null,"计量\n单位","工程量","金额（元）"]
[{"$nulls":8},"综合单价","合价",null,"其中"]
[{"$nulls":11},"暂估价"]
["68","011302001004","吊顶天棚",null,"1、部位：室内吊顶\n2、吊顶形式、吊杆规格：φ8全丝吊杆，M8膨胀螺栓固定\n3、龙骨材料种类、规格、中距：50轻钢龙骨及配套T型龙骨\n4、面层材料品种、规格：600*600矿棉板\n5、投标单位综合考虑、自主报价，满足使用单位要求",null,"m2","39.99"]
[]
[]
["69","010810002003","木窗帘盒",null,"1、部位：室内窗帘盒\n2、窗帘盒材质、规格：基层细木工板、面层双层纸面石膏板\n3、腻子种类、遍数：批混合腻子砂纸打磨找平二遍\n4、油漆品种、刷漆遍数：白色乳胶漆二遍\n5、石膏板品牌：泰山、龙牌、可耐福等；乳胶漆品牌：多乐士、紫荆花、美涂士中选择一种；\n6、投标单位综合考虑、自主报价，满足使用单位要求",null,"m","16.41"]
[]
[]
[]
["70","011208001001","柱（梁）面装饰",null,"1、部位：包暖气立道\n2、龙骨材料种类、规格、中距：木龙骨\n3、基层材料种类、规格：δ18mm厚细木工板\n4、面层材料品种、规格、颜色：9.5mm厚纸面石膏板",null,"m2","10"]
{"$rows_empty":7}
["本页小计"]
[]
[{"$nulls":3},"【新点2013清单造价江苏版 V10.3.5】"]
["分部分项工程和单价措施项目清单与计价表"]
["工程名称：教科院实验室等改造工程-修缮装修",{"$nulls":4},"标段：",{"$nulls":4},"第16页 共24页"]
["序号","项目编码","项目名称",null,"项目特征描述",null,"计量\n单位","工程量","金额（元）"]
[{"$nulls":8},"综合单价","合价",null,"其中"]
[{"$nulls":11},"暂估价"]
["71","011406001001","抹灰面油漆墙面找补刷",null,"1、原墙面个别砂浆层损坏部分(不超过总面积5‰)铲除，水泥砂浆修补，原墙面裂缝抗裂砂浆修补；\n2、原墙面面层脱落、空鼓及粘贴物（包括墙纸、画报等一切粘贴物）部分（总面积的15%）涂料及腻子铲除，铲除部分刮腻子两遍；\n3、墙面整体打磨，刷乳胶漆两遍；\n4、乳胶漆品牌：多乐士、紫荆花、美涂士中选择一种；\n5、落地乳胶漆等垃圾清理干净，垃圾外运出校，投标单位自主报价，结算不再调整；\n6、涂刷方式：滚涂；",null,"m2","672.02"]
[]
[]
[]
[]
[null,null,"分部小计",{"$nulls":4},""]
[null,null," 教科院图书馆装修改造工程（教学11号楼一楼）",{"$nulls":4},""]
["72","011605002005","立面块料拆除",null,"1、拆除部位：办公室柱盆\n2、垃圾归堆、收集、整理\n3、投标单位综合考虑、自主报价，满足使用单位要求",null,"m2","5.4"]
[]
["73","011601001003","砖砌体拆除",null,"1、拆除部位：原砖砌墙体\n2、垃圾归堆、收集、整理\n3、投标单位综合考虑、自主报价，满足使用单位要求",null,"m3","2.2"]
[]
["74","011605001003","平面块料拆除",null,"1、拆除部位：原塑胶地板\n2、垃圾归堆、收集、整理\n3、投标单位综合考虑、自主报价，满足使用单位要求",null,"m2","77.09"]
[]
[]
[]
["本页小计"]
[]
[{"$nulls":3},"【新点2013清单造价江苏版 V10.3.5】"]
["分部分项工程和单价措施项目清单与计价表"]
["工程名称：教科院实验室等改造工程-修缮装修",{"$nulls":4},"标段：",{"$nulls":4},"第17页 共24页"]
["序号","项目编码","项目名称",null,"项目特征描述",null,"计量\n单位","工程量","金额（元）"]
[{"$nulls":8},"综合单价","合价",null,"其中"]
[{"$nulls":11},"暂估价"]
["75","011609002002","隔断隔墙拆除",null,"1、拆除部位：铝合金玻璃隔断\n2、垃圾归堆、收集、整理\n3、投标单位综合考虑、自主报价，满足使用单位要求",null,"m2","30.48"]
[]
["76","010103002005","余方弃置",null,"1、废弃料品种：拆除的建筑垃圾外运出校园\n2、运距：投标单位综合考虑、自主报价",null,"项","1"]
["77","010401003003","实心砖墙",null,"1、部位：封堵门洞\n2、砖品种、规格、强度等级：烧结普通砖\n3、砂浆强度等级、配合比：M5混合砂浆\n4、投标单位综合考虑、自主报价，满足使用单位要求",null,"m3","0.84"]
[]
["78","011201001003","墙面一般抹灰",null,"1、部位：新砌墙体\n2、找平的砂浆厚度、配合比：不低于20mm厚1:3水泥砂浆\n3、投标单位综合考虑、自主报价，满足使用单位要求",null,"m2","7.01"]
[]
["79","011103004004","塑料卷材楼地面",null,"1、部位：室内地面\n2、粘结层厚度、材料种类：5mm厚自流平复合砂浆\n3、面层材料品种、规格：2mm厚塑胶地板\n4、品牌：凯立龙、福龙、优尚等同品质品牌\n5、投标单位综合考虑、自主报价，满足使用单位要求",null,"m2","77.09"]
[]
[]
["80","011105004004","木质踢脚线",null,"1、部位：室内墙面\n2、踢脚线高度：80mm\n3、面层材料种类、规格：成品木质踢脚线\n4、颜色等投标单位综合考虑，满足使用单位要求",null,"m","52.64"]
[]
[]
["本页小计"]
[]
[{"$nulls":3},"【新点2013清单造价江苏版 V10.3.5】"]
["分部分项工程和单价措施项目清单与计价表"]
["工程名称：教科院实验室等改造工程-修缮装修",{"$nulls":4},"标段：",{"$nulls":4},"第18页 共24页"]
["序号","项目编码","项目名称",null,"项目特征描述",null,"计量\n单位","工程量","金额（元）"]
[{"$nulls":8},"综合单价","合价",null,"其中"]
[{"$nulls":11},"暂估价"]
["81","011406001002","抹灰面油漆墙面找补刷",null,"1、原墙面个别砂浆层损坏部分(不超过总面积5‰)铲除，水泥砂浆修补，原墙面裂缝抗裂砂浆修补；\n2、原墙面面层脱落、空鼓及粘贴物（包括墙纸、画报等一切粘贴物）部分（总面积的15%）涂料及腻子铲除，铲除部分刮腻子两遍；\n3、墙面整体打磨，刷乳胶漆两遍；\n4、乳胶漆品牌：多乐士、紫荆花、美涂士中选择一种；\n5、落地乳胶漆等垃圾清理干净，垃圾外运出校，投标单位自主报价，结算不再调整；\n6、涂刷方式：滚涂；",null,"m2","393.85"]
[]
[]
[]
[]
["82","011207001001","墙面装饰板",null,"1、部位：墙面护墙板\n2、龙骨材料种类、规格、中距：20*40木龙骨\n3、面层材料品种、规格、颜色：600mm宽竹木纤维护墙板\n4、投标单位综合考虑、自主报价，满足使用单位要求",null,"m2","72.9"]
[]
["83","011302001005","吊顶天棚",null,"1、部位：一层所有房间\n2、面层材料品种、规格：隔断拆除原吊顶损坏处修复，包括修复过程所需要的一切人工、材料、机械",null,"项","1"]
{"$rows_empty":7}
["本页小计"]
[]
[{"$nulls":3},"【新点2013清单造价江苏版 V10.3.5】"]
["分部分项工程和单价措施项目清单与计价表"]
["工程名称：教科院实验室等改造工程-修缮装修",{"$nulls":4},"标段：",{"$nulls":4},"第19页 共24页"]
["序号","项目编码","项目名称",null,"项目特征描述",null,"计量\n单位","工程量","金额（元）"]
[{"$nulls":8},"综合单价","合价",null,"其中"]
[{"$nulls":11},"暂估价"]
["84","011208001002","柱（梁）面装饰",null,"1、部位：包暖气立道\n2、龙骨材料种类、规格、中距：木龙骨\n3、基层材料种类、规格：δ18mm厚细木工板\n4、面层材料品种、规格、颜色：9.5mm厚纸面石膏板",null,"m2","6"]
[]
["85","010809004003","石材窗台板",null,"1、部位：室内窗台板\n2、窗台板材质、规格、颜色：20mm爵士白大理石窗台板\n3、磨边形式：双边45度\n4、投标单位综合考虑、自主报价，满足使用单位要求",null,"m2","2.11"]
[]
[null,null,"分部小计",{"$nulls":4},""]
[null,null," 教科院学生会用房装修改造工程(教学11号楼南侧裙房）",{"$nulls":4},""]
["86","011610001004","木门拆除",null,"1、拆除部位：室内原单扇木门\n2、垃圾归堆、收集、整理\n3、投标单位综合考虑、自主报价，满足使用单位要求",null,"樘","4"]
[]
["87","011605001004","平面块料拆除",null,"1、拆除部位：房间原地面地砖\n2、垃圾归堆、收集、整理\n3、投标单位综合考虑、自主报价，满足使用单位要求",null,"m2","66.07"]
[]
["88","011610002004","金属门拆除",null,"1、拆除部位：单扇金属防盗门\n2、拆除前内外四周切缝、内外墙粉刷破损修复\n3、可利用废旧材料回收价值由投标单位综合考虑、自主报价",null,"樘","1"]
[]
[]
[]
[]
[]
["本页小计"]
[]
[{"$nulls":3},"【新点2013清单造价江苏版 V10.3.5】"]
["分部分项工程和单价措施项目清单与计价表"]
["工程名称：教科院实验室等改造工程-修缮装修",{"$nulls":4},"标段：",{"$nulls":4},"第20页 共24页"]
["序号","项目编码","项目名称",null,"项目特征描述",null,"计量\n单位","工程量","金额（元）"]
[{"$nulls":8},"综合单价","合价",null,"其中"]
[{"$nulls":11},"暂估价"]
["89","011610002005","金属窗拆除",null,"1、拆除部位：室内原铝合金窗\n2、拆除前窗内外四周切缝、内外墙粉刷及真石漆破损修复\n3、可利用废旧材料回收价值由投标单位综合考虑、自主报价",null,"樘","2"]
[]
["90","011608002003","铲除涂料面",null,"1、铲除部位：原墙面乳胶漆、腻子全部铲除\n2、落地乳胶漆等垃圾清理干净，归堆、收集、整理\n3、投标单位自主报价，结算不再调整",null,"m2","170.69"]
[]
["91","011606003002","天棚面龙骨及饰面拆除",null,"1、拆除部位：硅钙板吊顶\n2、垃圾归堆、收集、整理\n3、投标单位综合考虑、自主报价，满足使用单位要求",null,"m2","38.44"]
[]
["92","011615001001","门抬高、加固",null,"1、部位：原门洞抬高\n2、采用8#镀锌槽钢加固\n3、投标单位综合考虑、自主报价，满足使用单位要求",null,"个","2"]
[]
["93","010103002006","余方弃置",null,"1、废弃料品种：拆除的建筑垃圾外运出校园\n2、运距：投标单位综合考虑、自主报价",null,"项","1"]
{"$rows_empty":11}
["本页小计"]
[]
[{"$nulls":3},"【新点2013清单造价江苏版 V10.3.5】"]
["分部分项工程和单价措施项目清单与计价表"]
["工程名称：教科院实验室等改造工程-修缮装修",{"$nulls":4},"标段：",{"$nulls":4},"第21页 共24页"]
["序号","项目编码","项目名称",null,"项目特征描述",null,"计量\n单位","工程量","金额（元）"]
[{"$nulls":8},"综合单价","合价",null,"其中"]
[{"$nulls":11},"暂估价"]
["94","011102003002","块料楼地面",null,"1、部位：室内地面\n2、回填层厚度、材料种类：投标单位自行考虑，满足要求\n3、找平层厚度、砂浆配合比：30mm厚1:3干硬性砂浆\n4、结合层厚度、砂浆配合比：10mm素水泥浆\n5、面层材料品种、规格、颜色：800*800防滑地砖\n6、地面砖品牌：强辉、东鹏、新中源等知名品牌\n7、投标单位综合考虑、自主报价，满足使用单位要求",null,"m2","66.07"]
[]
[]
[]
["95","011105003001","块料踢脚线",null,"1、部位：室内墙面\n2、踢脚线高度：100mm\n3、粘贴层材料种类：水泥砂浆\n4、面层材料种类、规格：同质地砖\n5、颜色等投标单位综合考虑，满足使用单位要求",null,"m","60.96"]
[]
["96","011406001005","抹灰面油漆",null,"1、喷刷涂料部位：墙面\n2、腻子种类：混合腻子\n3、刮腻子要求：二遍\n4、涂料品种、喷刷遍数：白色乳胶漆二遍\n5、乳胶漆品牌：多乐士、紫荆花、美涂士中选择一种\n6、涂刷方式：滚涂\n7、投标单位综合考虑、自主报价，满足使用单位要求",null,"m2","170.69"]
{"$rows_empty":8}
["本页小计"]
[]
[{"$nulls":3},"【新点2013清单造价江苏版 V10.3.5】"]
["分部分项工程和单价措施项目清单与计价表"]
["工程名称：教科院实验室等改造工程-修缮装修",{"$nulls":4},"标段：",{"$nulls":4},"第22页 共24页"]
["序号","项目编码","项目名称",null,"项目特征描述",null,"计量\n单位","工程量","金额（元）"]
[{"$nulls":8},"综合单价","合价",null,"其中"]
[{"$nulls":11},"暂估价"]
["97","010802004001","防盗门",null,"1、名称：金属防盗门单扇\n2、品牌：亚亚、步阳等同品质品牌\n3、包括防盗门安装、门锁、五金配件等\n4、投标单位综合考虑、自主报价，满足使用单位要求",null,"樘","1"]
[]
["98","010807001004","断桥铝窗",null,"1、部位：室内窗\n2、窗类型：90系列断桥铝合金推拉窗（含纱窗）\n3、窗纱规格：钢纱网纱窗\n4、玻璃品种、厚度：5+12A+5双层钢化中空玻璃\n5、品牌：海螺型材、凤铝、欧派等同品质品牌\n6、备注：包括窗制作、安装、不锈钢五金配件等，其他未尽事项均应满足使用方及规范要求",null,"m2","4.26"]
[]
[]
["99","011302001006","吊顶天棚",null,"1、部位：室内吊顶\n2、吊顶形式、吊杆规格：φ8全丝吊杆，M8膨胀螺栓固定\n3、龙骨材料种类、规格、中距：50轻钢龙骨及配套T型龙骨\n4、面层材料品种、规格：600*600矿棉板\n5、投标单位综合考虑、自主报价，满足使用单位要求",null,"m2","66.07"]
[]
[]
["100","010801002004","木质门带套",null,"1、部位：室内木门\n2、门类型：定制成品实木装饰门\n3、包含原拆除门边口的零星修补\n4、颜色及样式以使用单位要求为准\n5、备注：包括门及门套制作、安装、五金配件、门锁等，其他未尽事项均应满足使用方及规范要求",null,"m2","8"]
[]
[]
["本页小计"]
[]
[{"$nulls":3},"【新点2013清单造价江苏版 V10.3.5】"]
["分部分项工程和单价措施项目清单与计价表"]
["工程名称：教科院实验室等改造工程-修缮装修",{"$nulls":4},"标段：",{"$nulls":4},"第23页 共24页"]
["序号","项目编码","项目名称",null,"项目特征描述",null,"计量\n单位","工程量","金额（元）"]
[{"$nulls":8},"综合单价","合价",null,"其中"]
[{"$nulls":11},"暂估价"]
["101","010808007004","成品木窗套",null,"1、部位：窗套线\n2、窗套线材质：定制成品实木装饰窗套\n3、投标单位综合考虑、自主报价，满足使用单位要求",null,"m","21.2"]
[]
["102","011208001003","柱（梁）面装饰",null,"1、部位：包暖气立道\n2、龙骨材料种类、规格、中距：木龙骨\n3、基层材料种类、规格：δ18mm厚细木工板\n4、面层材料品种、规格、颜色：9.5mm厚纸面石膏板",null,"m2","1"]
[]
["103","011210002003","金属隔断",null,"1、部位：室内包暖气\n2、骨架、边框材料种类、规格：75隔墙轻钢龙骨\n3、隔板材料品种、规格、颜色：单面双层9.5mm厚纸面石膏板\n4、投标单位综合考虑、自主报价，满足使用单位要求",null,"m2","7.2"]
[]
["104","011504003003","金属暖气罩",null,"1、部位：室内暖气片\n2、暖气罩材质：白色铝合金百叶\n3、投标单位综合考虑、自主报价，满足使用单位要求",null,"m2","2"]
[]
["105","010809004004","石材窗台板",null,"1、部位：室内窗台板\n2、窗台板材质、规格、颜色：20mm爵士白大理石窗台板\n3、磨边形式：双边45度\n4、投标单位综合考虑、自主报价，满足使用单位要求",null,"m2","1.2"]
[]
[null,null,"分部小计",{"$nulls":4},""]
[null,null,"分部分项合计",{"$nulls":4},""]
["1","011701003001","里脚手架",null,"1、搭设方式：移动式脚手架\n2、投标单位综合考虑、自主报价",null,"项","1"]
["本页小计"]
[]
[{"$nulls":3},"【新点2013清单造价江苏版 V10.3.5】"]
["分部分项工程和单价措施项目清单与计价表"]
["工程名称：教科院实验室等改造工程-修缮装修",{"$nulls":4},"标段：",{"$nulls":4},"第24页 共24页"]
["序号","项目编码","项目名称",null,"项目特征描述",null,"计量\n单位","工程量","金额（元）"]
[{"$nulls":8},"综合单价","合价",null,"其中"]
[{"$nulls":11},"暂估价"]
[null,null,"单价措施合计",{"$nulls":4},""]
{"$rows_empty":35}
["本页小计"]
["合    计"]
[]
[{"$nulls":3},"【新点2013清单造价江苏版 V10.3.5】"]

{"sheet":"3.2 表-11 总价措施项目清单与计价表","index":3,"n_rows":74,"n_cols":14,"rows_kept":74,"merged":[[0,0,0,14],[1,0,1,6],[1,7,1,11],[1,12,1,14],[2,2,2,4],[2,6,2,7],[2,8,2,9],[2,11,2,12],[2,13,2,14],[3,2,3,4],[3,6,3,7],[3,8,3,9],[3,11,3,12],[3,13,3,14],[4,2,4,4],[4,6,4,7],[4,8,4,9],[4,11,4,12],[4,13,4,14],[5,2,5,4],[5,6,5,7],[5,8,5,9],[5,11,5,12],[5,13,5,14],[6,2,6,4],[6,6,6,7],[6,8,6,9],[6,11,6,12],[6,13,6,14],[7,2,7,4],[7,6,7,7],[7,8,7,9],[7,11,7,12],[7,13,7,14],[8,0,11,0],[8,1,11,1],[8,2,11,4],[8,5,11,5],[8,6,11,7],[8,8,11,9],[8,10,11,10],[8,11,11,12],[8,13,11,14],[12,2,12,4],[12,6,12,7],[12,8,12,9],[12,11,12,12],[12,13,12,14],[13,2,13,4],[13,6,13,7],[13,8,13,9],[13,11,13,12],[13,13,13,14],[14,2,14,4],[14,6,14,7],[14,8,14,9],[14,11,14,12],[14,13,14,14],[15,2,15,4],[15,6,15,7],[15,8,15,9],[15,11,15,12],[15,13,15,14],[16,0,16,14],[18,3,18,14],[19,0,19,3],[19,9,19,13],[20,0,20,14],[21,0,21,6],[21,7,21,11],[21,12,21,14],[22,2,22,4],[22,6,22,7],[22,8,22,9],[22,11,22,12],[22,13,22,14],[23,2,23,4],[23,6,23,7],[23,8,23,9],[23,11,23,12],[23,13,23,14],[24,2,24,4],[24,6,24,7],[24,8,24,9],[24,11,24,12],[24,13,24,14],[25,2,25,4],[25,6,25,7],[25,8,25,9],[25,11,25,12],[25,13,25,14],[26,2,26,4],[26,6,26,7],[26,8,26,9],[26,11,26,12],[26,13,26,14],[27,2,27,4],[27,6,27,7],[27,8,27,9],[27,11,27,12],[27,13,27,14],[28,0,29,0],[28,1,29,1],[28,2,29,4],[28,5,29,5],[28,6,29,7],[28,8,29,9],[28,10,29,10],[28,11,29,12],[28,13,29,14],[30,0,32,0],[30,1,32,1],[30,2,32,4],[30,5,32,5],[30,6,32,7],[30,8,32,9],[30,10,32,10],[30,11,32,12],[30,13,32,14],[33,2,33,4],[33,6,33,7],[33,8,33,9],[33,11,33,12],[33,13,33,14],[34,2,34,4],[34,6,34,7],[34,8,34,9],[34,11,34,12],[34,13,34,14],[35,2,35,4],[35,6,35,7],[35,8,35,9],[35,11,35,12],[35,13,35,14],[36,0,36,14],[37,3,37,14],[38,0,38,3],[38,9,38,13],[39,0,39,14],[40,0,40,6],[40,7,40,11],[40,12,40,14],[41,2,41,4],[41,6,41,7],[41,8,41,9],[41,11,41,12],[41,13,41,14],[42,0,44,0],[42,1,44,1],[42,2,44,4],[42,5,44,5],[42,6,44,7],[42,8,44,9],[42,10,44,10],[42,11,44,12],[42,13,44,14],[45,2,45,4],[45,6,45,7],[45,8,45,9],[45,11,45,12],[45,13,45,14],[46,2,46,4],[46,6,46,7],[46,8,46,9],[46,11,46,12],[46,13,46,14],[47,2,47,4],[47,6,47,7],[47,8,47,9],[47,11,47,12],[47,13,47,14],[48,2,48,4],[48,6,48,7],[48,8,48,9],[48,11,48,12],[48,13,48,14],[49,2,49,4],[49,6,49,7],[49,8,49,9],[49,11,49,12],[49,13,49,14],[50,2,50,4],[50,6,50,7],[50,8,50,9],[50,11,50,12],[50,13,50,14],[51,2,51,4],[51,6,51,7],[51,8,51,9],[51,11,51,12],[51,13,51,14],[52,2,52,4],[52,6,52,7],[52,8,52,9],[52,11,52,12],[52,13,52,14],[53,2,53,4],[53,6,53,7],[53,8,53,9],[53,11,53,12],[53,13,53,14],[54,2,54,4],[54,6,54,7],[54,8,54,9],[54,11,54,12],[54,13,54,14],[55,2,55,4],[55,6,55,7],[55,8,55,9],[55,11,55,12],[55,13,55,14],[56,2,56,4],[56,6,56,7],[56,8,56,9],[56,11,56,12],[56,13,56,14],[57,2,57,4],[57,6,57,7],[57,8,57,9],[57,11,57,12],[57,13,57,14],[58,2,58,4],[58,6,58,7],[58,8,58,9],[58,11,58,12],[58,13,58,14],[59,2,59,4],[59,6,59,7],[59,8,59,9],[59,11,59,12],[59,13,59,14],[60,2,60,4],[60,6,60,7],[60,8,60,9],[60,11,60,12],[60,13,60,14],[61,2,61,4],[61,6,61,7],[61,8,61,9],[61,11,61,12],[61,13,61,14],[62,2,62,4],[62,6,62,7],[62,8,62,9],[62,11,62,12],[62,13,62,14],[63,2,63,4],[63,6,63,7],[63,8,63,9],[63,11,63,12],[63,13,63,14],[64,2,64,4],[64,6,64,7],[64,8,64,9],[64,11,64,12],[64,13,64,14],[65,2,65,4],[65,6,65,7],[65,8,65,9],[65,11,65,12],[65,13,65,14],[66,2,66,4],[66,6,66,7],[66,8,66,9],[66,11,66,12],[66,13,66,14],[67,2,67,4],[67,6,67,7],[67,8,67,9],[67,11,67,12],[67,13,67,14],[68,2,68,4],[68,6,68,7],[68,8,68,9],[68,11,68,12],[68,13,68,14],[69,2,69,4],[69,6,69,7],[69,8,69,9],[69,11,69,12],[69,13,69,14],[70,0,70,14],[72,3,72,14],[73,0,73,3],[73,9,73,13]],"flags":["formulas_cached_only"]}
["总价措施项目清单与计价表"]
["工程名称：教科院实验室等改造工程-修缮装修",{"$nulls":6},"标段：",{"$nulls":4},"第1页 共3页"]
["序号","项目编码","项目名称",null,null,"计算基础","费率（%）",null,"金额（元）",null,"调整\n费率（%）","调整后\n金额（元）",null,"备注"]
["1","011707001001","安全文明施工费",{"$nulls":3},""]
["1.1",null,"基本费",null,null,"分部分项合计+单价措施项目合计-除税工程设备费","1.500"]
["1.2",null,"增加费",null,null,"分部分项合计+单价措施项目合计-除税工程设备费",""]
["1.3",null,"扬尘污染防治增加费",null,null,"分部分项合计+单价措施项目合计-除税工程设备费","0.210"]
["2","011707002001","夜间施工",null,null,"分部分项合计+单价措施项目合计-除税工程设备费",""]
["3","011707003001","非夜间施工照明",null,null,"分部分项合计+单价措施项目合计-除税工程设备费","",{"$nulls":6},"在计取非夜间施工照明费时，建筑工程、仿古工程、修缮土建部分仅地下室（地宫）部分可计取；单独装饰、安装工程、园林绿化工程、修缮安装部分仅特殊施工部位内施工项目可计取"]
[]
[]
[]
["4","011707004001","二次搬运",null,null,"分部分项合计+单价措施项目合计-除税工程设备费",""]
["5","011707005001","冬雨季施工",null,null,"分部分项合计+单价措施项目合计-除税工程设备费",""]
[]
[]
[]
[]
[{"$nulls":3},"【新点2013清单造价江苏版 V10.3.5】"]
["编制人（造价人员）：",{"$nulls":8},"复核人（造价工程师）："]
["总价措施项目清单与计价表"]
["工程名称：教科院实验室等改造工程-修缮装修",{"$nulls":6},"标段：",{"$nulls":4},"第2页 共3页"]
["序号","项目编码","项目名称",null,null,"计算基础","费率（%）",null,"金额（元）",null,"调整\n费率（%）","调整后\n金额（元）",null,"备注"]
["6","011707006001","地上、地下设施、建筑物的临时保护设施",null,null,"分部分项合计+单价措施项目合计-除税工程设备费",""]
["7","011707007001","已完工程及设备保护",null,null,"分部分项合计+单价措施项目合计-除税工程设备费",""]
["8","011707008001","临时设施",null,null,"分部分项合计+单价措施项目合计-除税工程设备费",""]
["9","011707009001","赶工措施",null,null,"分部分项合计+单价措施项目合计-除税工程设备费",""]
["10","011707010001","工程按质论价",null,null,"分部分项合计+单价措施项目合计-除税工程设备费",""]
["11","011707011001","住宅分户验收",null,null,"分部分项合计+单价措施项目合计-除税工程设备费","",{"$nulls":6},"在计取住宅分户验收时，大型土石方工程、桩基工程和地下室部分不计入计费基础"]
[]
["12","011707012001","建筑工人实名制费用",null,null,"分部分项合计+单价措施项目合计-除税工程设备费","",{"$nulls":6},"建筑工人实名制设备由建筑工人工资专用账户开户银行提供的，建筑工人实名制费用按表中费率乘以0.5系数计取"]
[]
[]
["13","011707091001","特殊条件下施工增加费",null,null,"分部分项合计+单价措施项目合计-除税工程设备费",""]
[]
[]
[]
[{"$nulls":3},"【新点2013清单造价江苏版 V10.3.5】"]
["编制人（造价人员）：",{"$nulls":8},"复核人（造价工程师）："]
["总价措施项目清单与计价表"]
["工程名称：教科院实验室等改造工程-修缮装修",{"$nulls":6},"标段：",{"$nulls":4},"第3页 共3页"]
["序号","项目编码","项目名称",null,null,"计算基础","费率（%）",null,"金额（元）",null,"调整\n费率（%）","调整后\n金额（元）",null,"备注"]
["14","011707015001","智慧工地费用",null,null,"分部分项合计+单价措施项目合计-除税工程设备费","",{"$nulls":6},"现场安全隐患排查、人员信息动态管理、扬尘管控视频监控、高处作业防护预警、危大工程监测预警和集成平台等设备、软件和管理费用。"]
[]
[]
["15","011707016001","新冠疫情常态化防控",null,null,"分部分项合计+单价措施项目合计-除税工程设备费",""]
{"$rows_empty":26}
[{"$nulls":3},"【新点2013清单造价江苏版 V10.3.5】"]
["编制人（造价人员）：",{"$nulls":8},"复核人（造价工程师）："]

{"sheet":"3.3 表-12 其他项目清单与计价汇总表","index":4,"n_rows":44,"n_cols":8,"rows_kept":44,"merged":[[0,0,0,7],[1,0,1,3],[1,4,1,6],[2,1,2,2],[2,3,2,4],[2,6,2,7],[3,1,3,2],[3,3,3,4],[3,6,3,7],[4,1,4,2],[4,3,4,4],[4,6,4,7],[5,1,5,2],[5,3,5,4],[5,6,5,7],[6,1,6,2],[6,3,6,4],[6,6,6,7],[7,1,7,2],[7,3,7,4],[7,6,7,7],[8,1,8,2],[8,3,8,4],[8,6,8,7],[9,1,9,2],[9,3,9,4],[9,6,9,7],[10,1,10,2],[10,3,10,4],[10,6,10,7],[11,1,11,2],[11,3,11,4],[11,6,11,7],[12,1,12,2],[12,3,12,4],[12,6,12,7],[13,1,13,2],[13,3,13,4],[13,6,13,7],[14,1,14,2],[14,3,14,4],[14,6,14,7],[15,1,15,2],[15,3,15,4],[15,6,15,7],[16,1,16,2],[16,3,16,4],[16,6,16,7],[17,1,17,2],[17,3,17,4],[17,6,17,7],[18,1,18,2],[18,3,18,4],[18,6,18,7],[19,1,19,2],[19,3,19,4],[19,6,19,7],[20,1,20,2],[20,3,20,4],[20,6,20,7],[21,1,21,2],[21,3,21,4],[21,6,21,7],[22,1,22,2],[22,3,22,4],[22,6,22,7],[23,1,23,2],[23,3,23,4],[23,6,23,7],[24,1,24,2],[24,3,24,4],[24,6,24,7],[25,1,25,2],[25,3,25,4],[25,6,25,7],[26,1,26,2],[26,3,26,4],[26,6,26,7],[27,1,27,2],[27,3,27,4],[27,6,27,7],[28,1,28,2],[28,3,28,4],[28,6,28,7],[29,1,29,2],[29,3,29,4],[29,6,29,7],[30,1,30,2],[30,3,30,4],[30,6,30,7],[31,1,31,2],[31,3,31,4],[31,6,31,7],[32,1,32,2],[32,3,32,4],[32,6,32,7],[33,1,33,2],[33,3,33,4],[33,6,33,7],[34,1,34,2],[34,3,34,4],[34,6,34,7],[35,1,35,2],[35,3,35,4],[35,6,35,7],[36,1,36,2],[36,3,36,4],[36,6,36,7],[37,1,37,2],[37,3,37,4],[37,6,37,7],[38,1,38,2],[38,3,38,4],[38,6,38,7],[39,1,39,2],[39,3,39,4],[39,6,39,7],[40,1,40,2],[40,3,40,4],[40,6,40,7],[41,0,41,2],[41,3,41,4],[41,6,41,7],[43,2,43,7]],"flags":["formulas_cached_only"]}
["其他项目清单与计价汇总表"]
["工程名称：教科院实验室等改造工程-修缮装修",{"$nulls":3},"标段：",null,null,"第1页 共1页"]
["序号","项目名称",null,"金额(元)",null,"结算金额(元)","备注"]
["1","暂列金额",null,""]
["2","暂估价",null,""]
["2.1","材料暂估价",null,""]
["2.2","专业工程暂估价",null,""]
["3","计日工",null,""]
["4","总承包服务费",null,""]
{"$rows_empty":32}
["合  计",null,null,""]
[]
[null,null,"【新点2013清单造价江苏版 V10.3.5】"]

{"sheet":"3.4 表-12-1 暂列金额明细表","index":5,"n_rows":44,"n_cols":7,"rows_kept":44,"merged":[[0,0,0,6],[1,0,1,3],[1,4,1,5],[2,1,2,2],[2,3,2,4],[3,1,3,2],[3,3,3,4],[4,1,4,2],[4,3,4,4],[5,1,5,2],[5,3,5,4],[6,1,6,2],[6,3,6,4],[7,1,7,2],[7,3,7,4],[8,1,8,2],[8,3,8,4],[9,1,9,2],[9,3,9,4],[10,1,10,2],[10,3,10,4],[11,1,11,2],[11,3,11,4],[12,1,12,2],[12,3,12,4],[13,1,13,2],[13,3,13,4],[14,1,14,2],[14,3,14,4],[15,1,15,2],[15,3,15,4],[16,1,16,2],[16,3,16,4],[17,1,17,2],[17,3,17,4],[18,1,18,2],[18,3,18,4],[19,1,19,2],[19,3,19,4],[20,1,20,2],[20,3,20,4],[21,1,21,2],[21,3,21,4],[22,1,22,2],[22,3,22,4],[23,1,23,2],[23,3,23,4],[24,1,24,2],[24,3,24,4],[25,1,25,2],[25,3,25,4],[26,1,26,2],[26,3,26,4],[27,1,27,2],[27,3,27,4],[28,1,28,2],[28,3,28,4],[29,1,29,2],[29,3,29,4],[30,1,30,2],[30,3,30,4],[31,1,31,2],[31,3,31,4],[32,1,32,2],[32,3,32,4],[33,1,33,2],[33,3,33,4],[34,1,34,2],[34,3,34,4],[35,1,35,2],[35,3,35,4],[36,1,36,2],[36,3,36,4],[37,1,37,2],[37,3,37,4],[38,1,38,2],[38,3,38,4],[39,1,39,2],[39,3,39,4],[40,1,40,2],[40,3,40,4],[41,0,41,4],[43,2,43,6]],"flags":["formulas_cached_only"]}
["暂列金额明细表"]
["工程名称：教科院实验室等改造工程-修缮装修",{"$nulls":3},"标段：",null,"第1页 共1页"]
["序号","项目名称",null,"计量单位",null,"暂定金额(元)","备注"]
{"$rows_empty":38}
["合  计",{"$nulls":4},""]
[]
[null,null,"【新点2013清单造价江苏版 V10.3.5】"]

{"sheet":"3.5 表-13 规费、税金项目计价表","index":6,"n_rows":41,"n_cols":11,"rows_kept":41,"merged":[[0,0,0,11],[1,0,1,4],[1,5,1,8],[1,9,1,11],[2,1,2,2],[2,3,2,5],[2,6,2,7],[2,8,2,9],[2,10,2,11],[3,1,3,2],[3,3,3,5],[3,6,3,7],[3,8,3,9],[3,10,3,11],[4,1,4,2],[4,3,4,5],[4,6,4,7],[4,8,4,9],[4,10,4,11],[5,1,5,2],[5,3,5,5],[5,6,5,7],[5,8,5,9],[5,10,5,11],[6,1,6,2],[6,3,6,5],[6,6,6,7],[6,8,6,9],[6,10,6,11],[7,1,7,2],[7,3,7,5],[7,6,7,7],[7,8,7,9],[7,10,7,11],[8,1,8,2],[8,3,8,5],[8,6,8,7],[8,8,8,9],[8,10,8,11],[9,1,9,2],[9,3,9,5],[9,6,9,7],[9,8,9,9],[9,10,9,11],[10,1,10,2],[10,3,10,5],[10,6,10,7],[10,8,10,9],[10,10,10,11],[11,1,11,2],[11,3,11,5],[11,6,11,7],[11,8,11,9],[11,10,11,11],[12,1,12,2],[12,3,12,5],[12,6,12,7],[12,8,12,9],[12,10,12,11],[13,1,13,2],[13,3,13,5],[13,6,13,7],[13,8,13,9],[13,10,13,11],[14,1,14,2],[14,3,14,5],[14,6,14,7],[14,8,14,9],[14,10,14,11],[15,1,15,2],[15,3,15,5],[15,6,15,7],[15,8,15,9],[15,10,15,11],[16,1,16,2],[16,3,16,5],[16,6,16,7],[16,8,16,9],[16,10,16,11],[17,1,17,2],[17,3,17,5],[17,6,17,7],[17,8,17,9],[17,10,17,11],[18,1,18,2],[18,3,18,5],[18,6,18,7],[18,8,18,9],[18,10,18,11],[19,1,19,2],[19,3,19,5],[19,6,19,7],[19,8,19,9],[19,10,19,11],[20,1,20,2],[20,3,20,5],[20,6,20,7],[20,8,20,9],[20,10,20,11],[21,1,21,2],[21,3,21,5],[21,6,21,7],[21,8,21,9],[21,10,21,11],[22,1,22,2],[22,3,22,5],[22,6,22,7],[22,8,22,9],[22,10,22,11],[23,1,23,2],[23,3,23,5],[23,6,23,7],[23,8,23,9],[23,10,23,11],[24,1,24,2],[24,3,24,5],[24,6,24,7],[24,8,24,9],[24,10,24,11],[25,1,25,2],[25,3,25,5],[25,6,25,7],[25,8,25,9],[25,10,25,11],[26,1,26,2],[26,3,26,5],[26,6,26,7],[26,8,26,9],[26,10,26,11],[27,1,27,2],[27,3,27,5],[27,6,27,7],[27,8,27,9],[27,10,27,11],[28,1,28,2],[28,3,28,5],[28,6,28,7],[28,8,28,9],[28,10,28,11],[29,1,29,2],[29,3,29,5],[29,6,29,7],[29,8,29,9],[29,10,29,11],[30,1,30,2],[30,3,30,5],[30,6,30,7],[30,8,30,9],[30,10,30,11],[31,1,31,2],[31,3,31,5],[31,6,31,7],[31,8,31,9],[31,10,31,11],[32,1,32,2],[32,3,32,5],[32,6,32,7],[32,8,32,9],[32,10,32,11],[33,1,33,2],[33,3,33,5],[33,6,33,7],[33,8,33,9],[33,10,33,11],[34,1,34,2],[34,3,34,5],[34,6,34,7],[34,8,34,9],[34,10,34,11],[35,1,35,2],[35,3,35,5],[35,6,35,7],[35,8,35,9],[35,10,35,11],[36,1,36,2],[36,3,36,5],[36,6,36,7],[36,8,36,9],[36,10,36,11],[37,0,37,9],[37,10,37,11],[39,2,39,11],[40,0,40,3],[40,7,40,10]],"flags":["formulas_cached_only"]}
["规费、税金项目计价表"]
["工程名称：教科院实验室等改造工程-修缮装修",{"$nulls":4},"标段：",{"$nulls":3},"第1页 共1页"]
["序号","项目名称",null,"计算基础",null,null,"计算基数(元)",null,"计算费率(％)",null,"金额(元)"]
["1","规费",null,"环境保护税+社会保险费+住房公积金",{"$nulls":4},"100.000"]
["1.1","社会保险费",null,"分部分项工程费+措施项目费+其他项目费-除税工程设备费",{"$nulls":4},"3.800"]
["1.2","住房公积金",null,"分部分项工程费+措施项目费+其他项目费-除税工程设备费",{"$nulls":4},"0.670"]
["1.3","环境保护税",null,"分部分项工程费+措施项目费+其他项目费-除税工程设备费",{"$nulls":4},""]
["2","税金",null,"分部分项工程费+措施项目费+其他项目费+规费-除税甲供材料和甲供设备费/1.01",{"$nulls":4},"9.000"]
{"$rows_empty":29}
["合  计"]
[]
[null,null,"【新点2013清单造价江苏版 V10.3.5】"]
["编制人（造价人员）：",{"$nulls":6},"复核人（造价工程师）："]

{"sheet":"4.1 表-08 分部分项工程和单价措施项目清单与计价表","index":7,"n_rows":222,"n_cols":12,"rows_kept":222,"merged":[[0,0,0,11],[1,0,1,4],[1,5,1,9],[1,10,1,11],[2,0,4,0],[2,1,4,1],[2,2,4,3],[2,4,4,5],[2,6,4,6],[2,7,4,7],[2,8,2,11],[3,8,4,8],[3,9,4,10],[5,2,5,5],[5,9,5,10],[6,0,7,0],[6,1,7,1],[6,2,7,3],[6,4,7,5],[6,6,7,6],[6,7,7,7],[6,8,7,8],[6,9,7,10],[6,11,7,11],[8,2,8,3],[8,4,8,5],[8,9,8,10],[9,2,9,3],[9,4,9,5],[9,9,9,10],[10,2,10,3],[10,4,10,5],[10,9,10,10],[11,2,11,3],[11,4,11,5],[11,9,11,10],[12,2,12,3],[12,4,12,5],[12,9,12,10],[13,0,14,0],[13,1,14,1],[13,2,14,3],[13,4,14,5],[13,6,14,6],[13,7,14,7],[13,8,14,8],[13,9,14,10],[13,11,14,11],[15,0,16,0],[15,1,16,1],[15,2,16,3],[15,4,16,5],[15,6,16,6],[15,7,16,7],[15,8,16,8],[15,9,16,10],[15,11,16,11],[17,0,17,8],[17,9,17,10],[19,3,19,11],[20,0,20,11],[21,0,21,4],[21,5,21,9],[21,10,21,11],[22,0,24,0],[22,1,24,1],[22,2,24,3],[22,4,24,5],[22,6,24,6],[22,7,24,7],[22,8,22,11],[23,8,24,8],[23,9,24,10],[25,2,25,3],[25,4,25,5],[25,9,25,10],[26,0,27,0],[26,1,27,1],[26,2,27,3],[26,4,27,5],[26,6,27,6],[26,7,27,7],[26,8,27,8],[26,9,27,10],[26,11,27,11],[28,0,29,0],[28,1,29,1],[28,2,29,3],[28,4,29,5],[28,6,29,6],[28,7,29,7],[28,8,29,8],[28,9,29,10],[28,11,29,11],[30,0,31,0],[30,1,31,1],[30,2,31,3],[30,4,31,5],[30,6,31,6],[30,7,31,7],[30,8,31,8],[30,9,31,10],[30,11,31,11],[32,2,32,3],[32,4,32,5],[32,9,32,10],[33,0,34,0],[33,1,34,1],[33,2,34,3],[33,4,34,5],[33,6,34,6],[33,7,34,7],[33,8,34,8],[33,9,34,10],[33,11,34,11],[35,2,35,5],[35,9,35,10],[36,2,36,5],[36,9,36,10],[37,2,37,3],[37,4,37,5],[37,9,37,10],[38,2,38,3],[38,4,38,5],[38,9,38,10],[39,2,39,3],[39,4,39,5],[39,9,39,10],[40,2,40,3],[40,4,40,5],[40,9,40,10],[41,2,41,3],[41,4,41,5],[41,9,41,10],[42,0,42,8],[42,9,42,10],[44,3,44,11],[45,0,45,11],[46,0,46,4],[46,5,46,9],[46,10,46,11],[47,0,49,0],[47,1,49,1],[47,2,49,3],[47,4,49,5],[47,6,49,6],[47,7,49,7],[47,8,47,11],[48,8,49,8],[48,9,49,10],[50,0,51,0],[50,1,51,1],[50,2,51,3],[50,4,51,5],[50,6,51,6],[50,7,51,7],[50,8,51,8],[50,9,51,10],[50,11,51,11],[52,2,52,3],[52,4,52,5],[52,9,52,10],[53,2,53,3],[53,4,53,5],[53,9,53,10],[54,0,55,0],[54,1,55,1],[54,2,55,3],[54,4,55,5],[54,6,55,6],[54,7,55,7],[54,8,55,8],[54,9,55,10],[54,11,55,11],[56,0,57,0],[56,1,57,1],[56,2,57,3],[56,4,57,5],[56,6,57,6],[56,7,57,7],[56,8,57,8],[56,9,57,10],[56,11,57,11],[58,2,58,3],[58,4,58,5],[58,9,58,10],[59,0,60,0],[59,1,60,1],[59,2,60,3],[59,4,60,5],[59,6,60,6],[59,7,60,7],[59,8,60,8],[59,9,60,10],[59,11,60,11],[61,2,61,5],[61,9,61,10],[62,2,62,5],[62,9,62,10],[63,2,63,3],[63,4,63,5],[63,9,63,10],[64,2,64,3],[64,4,64,5],[64,9,64,10],[65,2,65,3],[65,4,65,5],[65,9,65,10],[66,2,66,3],[66,4,66,5],[66,9,66,10],[67,0,67,8],[67,9,67,10],[69,3,69,11],[70,0,70,11],[71,0,71,4],[71,5,71,9],[71,10,71,11],[72,0,74,0],[72,1,74,1],[72,2,74,3],[72,4,74,5],[72,6,74,6],[72,7,74,7],[72,8,72,11],[73,8,74,8],[73,9,74,10],[75,0,76,0],[75,1,76,1],[75,2,76,3],[75,4,76,5],[75,6,76,6],[75,7,76,7],[75,8,76,8],[75,9,76,10],[75,11,76,11],[77,2,77,3],[77,4,77,5],[77,9,77,10],[78,2,78,3],[78,4,78,5],[78,9,78,10],[79,0,80,0],[79,1,80,1],[79,2,80,3],[79,4,80,5],[79,6,80,6],[79,7,80,7],[79,8,80,8],[79,9,80,10],[79,11,80,11],[81,0,82,0],[81,1,82,1],[81,2,82,3],[81,4,82,5],[81,6,82,6],[81,7,82,7],[81,8,82,8],[81,9,82,10],[81,11,82,11],[83,2,83,3],[83,4,83,5],[83,9,83,10],[84,0,85,0],[84,1,85,1],[84,2,85,3],[84,4,85,5],[84,6,85,6],[84,7,85,7],[84,8,85,8],[84,9,85,10],[84,11,85,11],[86,2,86,3],[86,4,86,5],[86,9,86,10],[87,2,87,3],[87,4,87,5],[87,9,87,10],[88,2,88,3],[88,4,88,5],[88,9,88,10],[89,2,89,3],[89,4,89,5],[89,9,89,10],[90,0,90,8],[90,9,90,10],[92,3,92,11],[93,0,93,11],[94,0,94,4],[94,5,94,9],[94,10,94,11],[95,0,97,0],[95,1,97,1],[95,2,97,3],[95,4,97,5],[95,6,97,6],[95,7,97,7],[95,8,95,11],[96,8,97,8],[96,9,97,10],[98,0,99,0],[98,1,99,1],[98,2,99,3],[98,4,99,5],[98,6,99,6],[98,7,99,7],[98,8,99,8],[98,9,99,10],[98,11,99,11],[100,0,101,0],[100,1,101,1],[100,2,101,3],[100,4,101,5],[100,6,101,6],[100,7,101,7],[100,8,101,8],[100,9,101,10],[100,11,101,11],[102,2,102,3],[102,4,102,5],[102,9,102,10],[103,0,104,0],[103,1,104,1],[103,2,104,3],[103,4,104,5],[103,6,104,6],[103,7,104,7],[103,8,104,8],[103,9,104,10],[103,11,104,11],[105,0,106,0],[105,1,106,1],[105,2,106,3],[105,4,106,5],[105,6,106,6],[105,7,106,7],[105,8,106,8],[105,9,106,10],[105,11,106,11],[107,0,108,0],[107,1,108,1],[107,2,108,3],[107,4,108,5],[107,6,108,6],[107,7,108,7],[107,8,108,8],[107,9,108,10],[107,11,108,11],[109,2,109,3],[109,4,109,5],[109,9,109,10],[110,2,110,3],[110,4,110,5],[110,9,110,10],[111,0,111,8],[111,9,111,10],[113,3,113,11],[114,0,114,11],[115,0,115,4],[115,5,115,9],[115,10,115,11],[116,0,118,0],[116,1,118,1],[116,2,118,3],[116,4,118,5],[116,6,118,6],[116,7,118,7],[116,8,116,11],[117,8,118,8],[117,9,118,10],[119,0,120,0],[119,1,120,1],[119,2,120,3],[119,4,120,5],[119,6,120,6],[119,7,120,7],[119,8,120,8],[119,9,120,10],[119,11,120,11],[121,2,121,5],[121,9,121,10],[122,2,122,5],[122,9,122,10],[123,0,124,0],[123,1,124,1],[123,2,124,3],[123,4,124,5],[123,6,124,6],[123,7,124,7],[123,8,124,8],[123,9,124,10],[123,11,124,11],[125,2,125,3],[125,4,125,5],[125,9,125,10],[126,2,126,3],[126,4,126,5],[126,9,126,10],[127,0,128,0],[127,1,128,1],[127,2,128,3],[127,4,128,5],[127,6,128,6],[127,7,128,7],[127,8,128,8],[127,9,128,10],[127,11,128,11],[129,0,130,0],[129,1,130,1],[129,2,130,3],[129,4,130,5],[129,6,130,6],[129,7,130,7],[129,8,130,8],[129,9,130,10],[129,11,130,11],[131,2,131,3],[131,4,131,5],[131,9,131,10],[132,2,132,3],[132,4,132,5],[132,9,132,10],[133,2,133,3],[133,4,133,5],[133,9,133,10],[134,2,134,3],[134,4,134,5],[134,9,134,10],[135,0,135,8],[135,9,135,10],[137,3,137,11],[138,0,138,11],[139,0,139,4],[139,5,139,9],[139,10,139,11],[140,0,142,0],[140,1,142,1],[140,2,142,3],[140,4,142,5],[140,6,142,6],[140,7,142,7],[140,8,140,11],[141,8,142,8],[141,9,142,10],[143,0,144,0],[143,1,144,1],[143,2,144,3],[143,4,144,5],[143,6,144,6],[143,7,144,7],[143,8,144,8],[143,9,144,10],[143,11,144,11],[145,2,145,5],[145,9,145,10],[146,2,146,5],[146,9,146,10],[147,0,148,0],[147,1,148,1],[147,2,148,3],[147,4,148,5],[147,6,148,6],[147,7,148,7],[147,8,148,8],[147,9,148,10],[147,11,148,11],[149,2,149,3],[149,4,149,5],[149,9,149,10],[150,2,150,3],[150,4,150,5],[150,9,150,10],[151,0,152,0],[151,1,152,1],[151,2,152,3],[151,4,152,5],[151,6,152,6],[151,7,152,7],[151,8,152,8],[151,9,152,10],[151,11,152,11],[153,0,154,0],[153,1,154,1],[153,2,154,3],[153,4,154,5],[153,6,154,6],[153,7,154,7],[153,8,154,8],[153,9,154,10],[153,11,154,11],[155,2,155,3],[155,4,155,5],[155,9,155,10],[156,2,156,3],[156,4,156,5],[156,9,156,10],[157,2,157,3],[157,4,157,5],[157,9,157,10],[158,2,158,3],[158,4,158,5],[158,9,158,10],[159,0,159,8],[159,9,159,10],[161,3,161,11],[162,0,162,11],[163,0,163,4],[163,5,163,9],[163,10,163,11],[164,0,166,0],[164,1,166,1],[164,2,166,3],[164,4,166,5],[164,6,166,6],[164,7,166,7],[164,8,164,11],[165,8,166,8],[165,9,166,10],[167,0,168,0],[167,1,168,1],[167,2,168,3],[167,4,168,5],[167,6,168,6],[167,7,168,7],[167,8,168,8],[167,9,168,10],[167,11,168,11],[169,2,169,5],[169,9,169,10],[170,2,170,5],[170,9,170,10],[171,0,172,0],[171,1,172,1],[171,2,172,3],[171,4,172,5],[171,6,172,6],[171,7,172,7],[171,8,172,8],[171,9,172,10],[171,11,172,11],[173,2,173,3],[173,4,173,5],[173,9,173,10],[174,2,174,3],[174,4,174,5],[174,9,174,10],[175,0,176,0],[175,1,176,1],[175,2,176,3],[175,4,176,5],[175,6,176,6],[175,7,176,7],[175,8,176,8],[175,9,176,10],[175,11,176,11],[177,0,178,0],[177,1,178,1],[177,2,178,3],[177,4,178,5],[177,6,178,6],[177,7,178,7],[177,8,178,8],[177,9,178,10],[177,11,178,11],[179,2,179,3],[179,4,179,5],[179,9,179,10],[180,2,180,3],[180,4,180,5],[180,9,180,10],[181,2,181,3],[181,4,181,5],[181,9,181,10],[182,2,182,3],[182,4,182,5],[182,9,182,10],[183,0,183,8],[183,9,183,10],[185,3,185,11],[186,0,186,11],[187,0,187,4],[187,5,187,9],[187,10,187,11],[188,0,190,0],[188,1,190,1],[188,2,190,3],[188,4,190,5],[188,6,190,6],[188,7,190,7],[188,8,188,11],[189,8,190,8],[189,9,190,10],[191,0,192,0],[191,1,192,1],[191,2,192,3],[191,4,192,5],[191,6,192,6],[191,7,192,7],[191,8,192,8],[191,9,192,10],[191,11,192,11],[193,0,194,0],[193,1,194,1],[193,2,194,3],[193,4,194,5],[193,6,194,6],[193,7,194,7],[193,8,194,8],[193,9,194,10],[193,11,194,11],[195,2,195,5],[195,9,195,10],[196,2,196,5],[196,9,196,10],[197,2,197,3],[197,4,197,5],[197,9,197,10],[198,2,198,5],[198,9,198,10],[199,2,199,3],[199,4,199,5],[199,9,199,10],[200,2,200,3],[200,4,200,5],[200,9,200,10],[201,2,201,3],[201,4,201,5],[201,9,201,10],[202,2,202,3],[202,4,202,5],[202,9,202,10],[203,2,203,3],[203,4,203,5],[203,9,203,10],[204,2,204,3],[204,4,204,5],[204,9,204,10],[205,2,205,3],[205,4,205,5],[205,9,205,10],[206,2,206,3],[206,4,206,5],[206,9,206,10],[207,2,207,3],[207,4,207,5],[207,9,207,10],[208,2,208,3],[208,4,208,5],[208,9,208,10],[209,2,209,3],[209,4,209,5],[209,9,209,10],[210,2,210,3],[210,4,210,5],[210,9,210,10],[211,2,211,3],[211,4,211,5],[211,9,211,10],[212,2,212,3],[212,4,212,5],[212,9,212,10],[213,2,213,3],[213,4,213,5],[213,9,213,10],[214,2,214,3],[214,4,214,5],[214,9,214,10],[215,2,215,3],[215,4,215,5],[215,9,215,10],[216,2,216,3],[216,4,216,5],[216,9,216,10],[217,2,217,3],[217,4,217,5],[217,9,217,10],[218,0,218,8],[218,9,218,10],[219,0,219,8],[219,9,219,10],[221,3,221,11]],"flags":["formulas_cached_only"]}
["分部分项工程和单价措施项目清单与计价表"]
["工程名称：教科院实验室等改造工程-修缮安装",{"$nulls":4},"标段：",{"$nulls":4},"第1页 共9页"]
["序号","项目编码","项目名称",null,"项目特征描述",null,"计量\n单位","工程量","金额（元）"]
[{"$nulls":8},"综合单价","合价",null,"其中"]
[{"$nulls":11},"暂估价"]
[null,null," 教学26号楼教科院实验实训室改造工程",{"$nulls":4},""]
["1","011613001001","安装拆除",null,"1、拆除内容包括但不仅限于需要改造的房间内所有灯具、开关插座面板、洁具卫浴、水电管线等\n2、垃圾归堆、收集、整理",null,"项","1"]
[]
["2","030404017001","配电箱",null,"1、名称：配电箱\n2、规格：PZ-30\n3、端子板外部接线材质、规格：端子接线\n4、安装方式：挂墙",null,"台","1"]
["3","030411001001","配管",null,"1、名称：塑料管\n2、规格：PC25\n3、暗配\n4、墙面开槽、恢复\n5、品牌：欧宝、华鹏、美特同等品质",null,"m","51.76"]
["4","030411001002","配管",null,"1、名称：塑料管\n2、规格：PC20\n3、暗配\n4、墙面开槽、恢复\n5、品牌：欧宝、华鹏、美特同等品质",null,"m","95.88"]
["5","030411004001","配线",null,"1、名称：管内穿线\n2、型号：BV-2.5\n3、品牌：铜山电缆、新大、远东同等品质",null,"m","287.64"]
["6","030411004002","配线",null,"1、名称：管内穿线\n2、型号：BV-4\n3、品牌：铜山电缆、新大、远东同等品质",null,"m","155.28"]
["7","030404035001","插座",null,"1、名称：五孔电源插座\n2、规格：220V  10A\n3、安装方式：暗装\n4、品牌：西门子、松下、施耐德同等品质",null,"个","16"]
[]
["8","030404034001","照明开关",null,"1、名称：单联单控开关\n2、规格：250V 10A\n3、安装方式：暗装\n4、品牌：西门子、松下、施耐德同等品质",null,"个","2"]
[]
["本页小计"]
[]
[{"$nulls":3},"【新点2013清单造价江苏版 V10.3.5】"]
["分部分项工程和单价措施项目清单与计价表"]
["工程名称：教科院实验室等改造工程-修缮安装",{"$nulls":4},"标段：",{"$nulls":4},"第2页 共9页"]
["序号","项目编码","项目名称",null,"项目特征描述",null,"计量\n单位","工程量","金额（元）"]
[{"$nulls":8},"综合单价","合价",null,"其中"]
[{"$nulls":11},"暂估价"]
["9","030411006001","接线盒",null,"1、名称：暗盒\n2、材质：塑料\n3、含开孔、恢复",null,"个","18"]
["10","030412005001","荧光灯",null,"1、名称：LED平板灯\n2、规格：600*600\n3、安装形式：嵌入式\n4、品牌：品牌：飞利浦、欧普、雷士同等品质",null,"套","24"]
[]
["11","031001006001","塑料管",null,"1、安装部位：室内\n2、介质：给水\n3、材质、规格：PPR管 DN20（含管件安装）\n4、连接形式：热熔连接\n5、压力试验及吹、洗设计要求：水冲洗消毒\n6、品牌：日丰、金牛、联塑同等品质",null,"m","28.96"]
[]
["12","031001006002","塑料管",null,"1、安装部位：室内\n2、介质：排水\n3、材质、规格：UPVC管 DN50（含管件）\n4、连接形式：承插粘接",null,"m","1.4"]
[]
["13","031003001001","螺纹阀门",null,"1、类型：截止阀\n2、材质：铜\n3、规格、压力等级：DN32\n4、连接形式：螺纹连接",null,"个","1"]
["14","031004003001","洗脸盆",null,"1、规格、类型：陶瓷台下盆\n2、附件名称、数量：包含台盆安装所需全部配件\n3、品牌：九牧、箭牌、乐家同等品质",null,"组","1"]
[]
[null,null,"分部小计",{"$nulls":4},""]
[null,null," 教学26号楼教科院教师工作室改造工程",{"$nulls":4},""]
[]
[]
[]
[]
[]
["本页小计"]
[]
[{"$nulls":3},"【新点2013清单造价江苏版 V10.3.5】"]
["分部分项工程和单价措施项目清单与计价表"]
["工程名称：教科院实验室等改造工程-修缮安装",{"$nulls":4},"标段：",{"$nulls":4},"第3页 共9页"]
["序号","项目编码","项目名称",null,"项目特征描述",null,"计量\n单位","工程量","金额（元）"]
[{"$nulls":8},"综合单价","合价",null,"其中"]
[{"$nulls":11},"暂估价"]
["15","011613001002","安装拆除",null,"1、拆除内容包括但不仅限于需要改造的房间内所有灯具、开关插座面板、洁具卫浴、水电管线等\n2、垃圾归堆、收集、整理",null,"项","1"]
[]
["16","030411001003","配管",null,"1、名称：塑料管\n2、规格：PC20\n3、暗配\n4、墙面开槽、恢复\n5、品牌：欧宝、华鹏、美特同等品质",null,"m","136.88"]
["17","030411004003","配线",null,"1、名称：管内穿线\n2、型号：BV-2.5\n3、品牌：铜山电缆、新大、远东同等品质",null,"m","410.64"]
["18","030404035002","插座",null,"1、名称：五孔电源插座\n2、规格：220V  10A\n3、安装方式：暗装\n4、品牌：西门子、松下、施耐德同等品质",null,"个","28"]
[]
["19","030404034002","照明开关",null,"1、名称：单联单控开关\n2、规格：250V 10A\n3、安装方式：暗装\n4、品牌：西门子、松下、施耐德同等品质",null,"个","4"]
[]
["20","030411006002","接线盒",null,"1、名称：暗盒\n2、材质：塑料\n3、含开孔、恢复",null,"个","32"]
["21","030412005002","荧光灯",null,"1、名称：LED平板灯\n2、规格：600*600\n3、安装形式：嵌入式\n4、品牌：品牌：飞利浦、欧普、雷士同等品质",null,"套","12"]
[]
[null,null,"分部小计",{"$nulls":4},""]
[null,null," 教学26号楼卫生间改造工程",{"$nulls":4},""]
[]
[]
[]
[]
["本页小计"]
[]
[{"$nulls":3},"【新点2013清单造价江苏版 V10.3.5】"]
["分部分项工程和单价措施项目清单与计价表"]
["工程名称：教科院实验室等改造工程-修缮安装",{"$nulls":4},"标段：",{"$nulls":4},"第4页 共9页"]
["序号","项目编码","项目名称",null,"项目特征描述",null,"计量\n单位","工程量","金额（元）"]
[{"$nulls":8},"综合单价","合价",null,"其中"]
[{"$nulls":11},"暂估价"]
["22","011613001003","安装拆除",null,"1、拆除内容包括但不仅限于需要改造的房间内所有灯具、开关插座面板、洁具卫浴、水电管线等\n2、垃圾归堆、收集、整理",null,"项","1"]
[]
["23","030411001004","配管",null,"1、名称：塑料管\n2、规格：PC20\n3、暗配\n4、墙面开槽、恢复\n5、品牌：欧宝、华鹏、美特同等品质",null,"m","32.8"]
["24","030411004004","配线",null,"1、名称：管内穿线\n2、型号：BV-2.5\n3、品牌：铜山电缆、新大、远东同等品质",null,"m","98.4"]
["25","030404035003","插座",null,"1、名称：五孔电源插座\n2、规格：220V  10A\n3、安装方式：暗装\n4、品牌：西门子、松下、施耐德同等品质",null,"个","1"]
[]
["26","030404034003","照明开关",null,"1、名称：单联单控开关\n2、规格：250V 10A\n3、安装方式：暗装\n4、品牌：西门子、松下、施耐德同等品质",null,"个","3"]
[]
["27","030411006003","接线盒",null,"1、名称：暗盒\n2、材质：塑料\n3、含开孔、恢复",null,"个","4"]
["28","030412005003","荧光灯",null,"1、名称：LED平板灯\n2、规格：600*600\n3、安装形式：嵌入式\n4、品牌：飞利浦、欧普、雷士同等品质",null,"套","5"]
[]
["29","030412004001","装饰灯",null,"1、规格：12W射灯\n2、品牌：飞利浦、欧普、雷士同等品质",null,"套","9"]
["30","030404033001","风扇",null,"1、名称：排气扇",null,"台","2"]
[]
[]
["本页小计"]
[]
[{"$nulls":3},"【新点2013清单造价江苏版 V10.3.5】"]
["分部分项工程和单价措施项目清单与计价表"]
["工程名称：教科院实验室等改造工程-修缮安装",{"$nulls":4},"标段：",{"$nulls":4},"第5页 共9页"]
["序号","项目编码","项目名称",null,"项目特征描述",null,"计量\n单位","工程量","金额（元）"]
[{"$nulls":8},"综合单价","合价",null,"其中"]
[{"$nulls":11},"暂估价"]
["31","031001006003","塑料管",null,"1、安装部位：室内\n2、介质：给水\n3、材质、规格：PPR管 DN32（含管件安装）\n4、连接形式：热熔连接\n5、压力试验及吹、洗设计要求：水冲洗消毒\n6、品牌：日丰、金牛、联塑同等品质",null,"m","9.7"]
[]
["32","031001006004","塑料管",null,"1、安装部位：室内\n2、介质：给水\n3、材质、规格：PPR管 DN20（含管件安装）\n4、连接形式：热熔连接\n5、压力试验及吹、洗设计要求：水冲洗消毒\n6、品牌：日丰、金牛、联塑同等品质",null,"m","6.8"]
[]
["33","031003001002","螺纹阀门",null,"1、类型：截止阀\n2、材质：铜\n3、规格、压力等级：DN32\n4、连接形式：螺纹连接",null,"个","1"]
["34","031004003002","洗脸盆",null,"1、规格、类型：陶瓷台下盆\n2、附件名称、数量：包含台盆安装所需全部配件\n3、品牌：九牧、箭牌、乐家同等品质",null,"组","2"]
[]
["35","031004004001","洗涤盆",null,"1、规格、类型：陶瓷拖布池\n2、附件名称、数量：包含拖把池安装所需全部配件\n3、品牌：九牧、箭牌、乐家同等品质",null,"组","1"]
[]
["36","031004006001","大便器",null,"1、规格、类型：蹲式大便器\n2、附件名称、数量：包含大便器安装所需全部配件\n3、品牌：九牧、箭牌、乐家同等品质",null,"组","4"]
[]
[]
[]
["本页小计"]
[]
[{"$nulls":3},"【新点2013清单造价江苏版 V10.3.5】"]
["分部分项工程和单价措施项目清单与计价表"]
["工程名称：教科院实验室等改造工程-修缮安装",{"$nulls":4},"标段：",{"$nulls":4},"第6页 共9页"]
["序号","项目编码","项目名称",null,"项目特征描述",null,"计量\n单位","工程量","金额（元）"]
[{"$nulls":8},"综合单价","合价",null,"其中"]
[{"$nulls":11},"暂估价"]
["37","031004007001","小便器",null,"1、规格、类型：挂墙式感应小便斗\n2、组装形式：含感应器\n3、附件名称、数量：包含感应小便斗安装所需全部配件\n4、品牌：九牧、箭牌、乐家同等品质",null,"组","2"]
[]
[null,null,"分部小计",{"$nulls":4},""]
[null,null," 教科院实训室装修改造工程（老校医院二楼）",{"$nulls":4},""]
["38","011613001004","安装拆除",null,"1、拆除内容包括但不仅限于需要改造的房间内所有灯具、开关插座面板、洁具卫浴、水电管线等\n2、垃圾归堆、收集、整理",null,"项","1"]
[]
["39","030411001005","配管",null,"1、名称：塑料管\n2、规格：PC20\n3、暗配\n4、墙面开槽、恢复\n5、品牌：欧宝、华鹏、美特同等品质",null,"m","172.52"]
["40","030411004005","配线",null,"1、名称：管内穿线\n2、型号：BV-2.5\n3、品牌：铜山电缆、新大、远东同等品质",null,"m","517.56"]
["41","030404035004","插座",null,"1、名称：五孔电源插座\n2、规格：220V  10A\n3、安装方式：暗装\n4、品牌：西门子、松下、施耐德同等品质",null,"个","40"]
[]
["42","030404034004","照明开关",null,"1、名称：单联单控开关\n2、规格：250V 10A\n3、安装方式：暗装\n4、品牌：西门子、松下、施耐德同等品质",null,"个","10"]
[]
["43","030411006004","接线盒",null,"1、名称：暗盒\n2、材质：塑料\n3、含开孔、恢复",null,"个","74"]
[]
[]
[]
["本页小计"]
[]
[{"$nulls":3},"【新点2013清单造价江苏版 V10.3.5】"]
["分部分项工程和单价措施项目清单与计价表"]
["工程名称：教科院实验室等改造工程-修缮安装",{"$nulls":4},"标段：",{"$nulls":4},"第7页 共9页"]
["序号","项目编码","项目名称",null,"项目特征描述",null,"计量\n单位","工程量","金额（元）"]
[{"$nulls":8},"综合单价","合价",null,"其中"]
[{"$nulls":11},"暂估价"]
["44","030412005004","荧光灯",null,"1、名称：LED平板灯\n2、规格：600*600\n3、安装形式：嵌入式\n4、品牌：品牌：飞利浦、欧普、雷士同等品质",null,"套","28"]
[]
[null,null,"分部小计",{"$nulls":4},""]
[null,null," 教科院图书馆装修改造工程（教学11号楼一楼）",{"$nulls":4},""]
["45","011613001005","安装拆除",null,"1、拆除内容包括但不仅限于需要改造的房间内所有灯具、开关插座面板、洁具卫浴、水电管线等\n2、垃圾归堆、收集、整理",null,"项","1"]
[]
["46","030411001006","配管",null,"1、名称：塑料管\n2、规格：PC20\n3、暗配\n4、墙面开槽、恢复\n5、品牌：欧宝、华鹏、美特同等品质",null,"m","70.33"]
["47","030411004006","配线",null,"1、名称：管内穿线\n2、型号：BV-2.5\n3、品牌：铜山电缆、新大、远东同等品质",null,"m","210.99"]
["48","030404035005","插座",null,"1、名称：五孔电源插座\n2、规格：220V  10A\n3、安装方式：暗装\n4、品牌：西门子、松下、施耐德同等品质",null,"个","31"]
[]
["49","030404034005","照明开关",null,"1、名称：单联单控开关\n2、规格：250V 10A\n3、安装方式：暗装\n4、品牌：西门子、松下、施耐德同等品质",null,"个","7"]
[]
["50","030411006005","接线盒",null,"1、名称：暗盒\n2、材质：塑料\n3、含开孔、恢复",null,"个","7"]
[]
[]
[]
["本页小计"]
[]
[{"$nulls":3},"【新点2013清单造价江苏版 V10.3.5】"]
["分部分项工程和单价措施项目清单与计价表"]
["工程名称：教科院实验室等改造工程-修缮安装",{"$nulls":4},"标段：",{"$nulls":4},"第8页 共9页"]
["序号","项目编码","项目名称",null,"项目特征描述",null,"计量\n单位","工程量","金额（元）"]
[{"$nulls":8},"综合单价","合价",null,"其中"]
[{"$nulls":11},"暂估价"]
["51","030412005005","荧光灯",null,"1、名称：LED平板灯\n2、规格：600*600\n3、安装形式：嵌入式\n4、品牌：品牌：飞利浦、欧普、雷士同等品质",null,"套","39"]
[]
[null,null,"分部小计",{"$nulls":4},""]
[null,null," 教科院学生会活动室装修改造工程(教学11号楼南侧裙房）",{"$nulls":4},""]
["52","011613001006","安装拆除",null,"1、拆除内容包括但不仅限于需要改造的房间内所有灯具、开关插座面板、洁具卫浴、水电管线等\n2、垃圾归堆、收集、整理",null,"项","1"]
[]
["53","030411001007","配管",null,"1、名称：塑料管\n2、规格：PC20\n3、暗配\n4、墙面开槽、恢复\n5、品牌：欧宝、华鹏、美特同等品质",null,"m","121.92"]
["54","030411004007","配线",null,"1、名称：管内穿线\n2、型号：BV-2.5\n3、品牌：铜山电缆、新大、远东同等品质",null,"m","365.76"]
["55","030404035006","插座",null,"1、名称：五孔电源插座\n2、规格：220V  10A\n3、安装方式：暗装\n4、品牌：西门子、松下、施耐德同等品质",null,"个","18"]
[]
["56","030404034006","照明开关",null,"1、名称：单联单控开关\n2、规格：250V 10A\n3、安装方式：暗装\n4、品牌：西门子、松下、施耐德同等品质",null,"个","5"]
[]
["57","030411006006","接线盒",null,"1、名称：暗盒\n2、材质：塑料\n3、含开孔、恢复",null,"个","23"]
[]
[]
[]
["本页小计"]
[]
[{"$nulls":3},"【新点2013清单造价江苏版 V10.3.5】"]
["分部分项工程和单价措施项目清单与计价表"]
["工程名称：教科院实验室等改造工程-修缮安装",{"$nulls":4},"标段：",{"$nulls":4},"第9页 共9页"]
["序号","项目编码","项目名称",null,"项目特征描述",null,"计量\n单位","工程量","金额（元）"]
[{"$nulls":8},"综合单价","合价",null,"其中"]
[{"$nulls":11},"暂估价"]
["58","031004003003","洗脸盆",null,"1、类型：成品柜式洗脸盆\n2、规格、样式：柜体满足使用单位要求\n3、附件名称、数量：包含台盆安装所需全部配件\n4、品牌：九牧、箭牌、乐家同等品质",null,"组","1"]
[]
["59","030412005006","荧光灯",null,"1、名称：LED平板灯\n2、规格：600*600\n3、安装形式：嵌入式\n4、品牌：品牌：飞利浦、欧普、雷士同等品质",null,"套","15"]
[]
[null,null,"分部小计",{"$nulls":4},""]
[null,null,"分部分项合计",{"$nulls":4},""]
["1","031301017001","脚手架搭拆",{"$nulls":3},"项","1"]
[null,null,"单价措施合计",{"$nulls":4},""]
{"$rows_empty":19}
["本页小计"]
["合    计"]
[]
[{"$nulls":3},"【新点2013清单造价江苏版 V10.3.5】"]

{"sheet":"4.2 表-11 总价措施项目清单与计价表","index":8,"n_rows":78,"n_cols":14,"rows_kept":78,"merged":[[0,0,0,14],[1,0,1,6],[1,7,1,11],[1,12,1,14],[2,2,2,4],[2,6,2,7],[2,8,2,9],[2,11,2,12],[2,13,2,14],[3,2,3,4],[3,6,3,7],[3,8,3,9],[3,11,3,12],[3,13,3,14],[4,2,4,4],[4,6,4,7],[4,8,4,9],[4,11,4,12],[4,13,4,14],[5,2,5,4],[5,6,5,7],[5,8,5,9],[5,11,5,12],[5,13,5,14],[6,2,6,4],[6,6,6,7],[6,8,6,9],[6,11,6,12],[6,13,6,14],[7,2,7,4],[7,6,7,7],[7,8,7,9],[7,11,7,12],[7,13,7,14],[8,2,8,4],[8,6,8,7],[8,8,8,9],[8,11,8,12],[8,13,8,14],[9,2,9,4],[9,6,9,7],[9,8,9,9],[9,11,9,12],[9,13,9,14],[10,2,10,4],[10,6,10,7],[10,8,10,9],[10,11,10,12],[10,13,10,14],[11,2,11,4],[11,6,11,7],[11,8,11,9],[11,11,11,12],[11,13,11,14],[12,2,12,4],[12,6,12,7],[12,8,12,9],[12,11,12,12],[12,13,12,14],[13,2,13,4],[13,6,13,7],[13,8,13,9],[13,11,13,12],[13,13,13,14],[14,2,14,4],[14,6,14,7],[14,8,14,9],[14,11,14,12],[14,13,14,14],[15,2,15,4],[15,6,15,7],[15,8,15,9],[15,11,15,12],[15,13,15,14],[16,0,16,14],[17,3,17,14],[18,0,18,3],[18,9,18,13],[19,0,19,14],[20,0,20,6],[20,7,20,11],[20,12,20,14],[21,2,21,4],[21,6,21,7],[21,8,21,9],[21,11,21,12],[21,13,21,14],[22,2,22,4],[22,6,22,7],[22,8,22,9],[22,11,22,12],[22,13,22,14],[23,0,24,0],[23,1,24,1],[23,2,24,4],[23,5,24,5],[23,6,24,7],[23,8,24,9],[23,10,24,10],[23,11,24,12],[23,13,24,14],[25,0,27,0],[25,1,27,1],[25,2,27,4],[25,5,27,5],[25,6,27,7],[25,8,27,9],[25,10,27,10],[25,11,27,12],[25,13,27,14],[28,2,28,4],[28,6,28,7],[28,8,28,9],[28,11,28,12],[28,13,28,14],[29,2,29,4],[29,6,29,7],[29,8,29,9],[29,11,29,12],[29,13,29,14],[30,0,32,0],[30,1,32,1],[30,2,32,4],[30,5,32,5],[30,6,32,7],[30,8,32,9],[30,10,32,10],[30,11,32,12],[30,13,32,14],[33,2,33,4],[33,6,33,7],[33,8,33,9],[33,11,33,12],[33,13,33,14],[34,0,34,14],[35,3,35,14],[36,0,36,3],[36,9,36,13],[37,0,37,14],[38,0,38,6],[38,7,38,11],[38,12,38,14],[39,2,39,4],[39,6,39,7],[39,8,39,9],[39,11,39,12],[39,13,39,14],[40,2,40,4],[40,6,40,7],[40,8,40,9],[40,11,40,12],[40,13,40,14],[41,2,41,4],[41,6,41,7],[41,8,41,9],[41,11,41,12],[41,13,41,14],[42,2,42,4],[42,6,42,7],[42,8,42,9],[42,11,42,12],[42,13,42,14],[43,2,43,4],[43,6,43,7],[43,8,43,9],[43,11,43,12],[43,13,43,14],[44,2,44,4],[44,6,44,7],[44,8,44,9],[44,11,44,12],[44,13,44,14],[45,2,45,4],[45,6,45,7],[45,8,45,9],[45,11,45,12],[45,13,45,14],[46,2,46,4],[46,6,46,7],[46,8,46,9],[46,11,46,12],[46,13,46,14],[47,2,47,4],[47,6,47,7],[47,8,47,9],[47,11,47,12],[47,13,47,14],[48,2,48,4],[48,6,48,7],[48,8,48,9],[48,11,48,12],[48,13,48,14],[49,2,49,4],[49,6,49,7],[49,8,49,9],[49,11,49,12],[49,13,49,14],[50,2,50,4],[50,6,50,7],[50,8,50,9],[50,11,50,12],[50,13,50,14],[51,2,51,4],[51,6,51,7],[51,8,51,9],[51,11,51,12],[51,13,51,14],[52,2,52,4],[52,6,52,7],[52,8,52,9],[52,11,52,12],[52,13,52,14],[53,2,53,4],[53,6,53,7],[53,8,53,9],[53,11,53,12],[53,13,53,14],[54,2,54,4],[54,6,54,7],[54,8,54,9],[54,11,54,12],[54,13,54,14],[55,2,55,4],[55,6,55,7],[55,8,55,9],[55,11,55,12],[55,13,55,14],[56,2,56,4],[56,6,56,7],[56,8,56,9],[56,11,56,12],[56,13,56,14],[57,2,57,4],[57,6,57,7],[57,8,57,9],[57,11,57,12],[57,13,57,14],[58,2,58,4],[58,6,58,7],[58,8,58,9],[58,11,58,12],[58,13,58,14],[59,2,59,4],[59,6,59,7],[59,8,59,9],[59,11,59,12],[59,13,59,14],[60,2,60,4],[60,6,60,7],[60,8,60,9],[60,11,60,12],[60,13,60,14],[61,2,61,4],[61,6,61,7],[61,8,61,9],[61,11,61,12],[61,13,61,14],[62,2,62,4],[62,6,62,7],[62,8,62,9],[62,11,62,12],[62,13,62,14],[63,2,63,4],[63,6,63,7],[63,8,63,9],[63,11,63,12],[63,13,63,14],[64,2,64,4],[64,6,64,7],[64,8,64,9],[64,11,64,12],[64,13,64,14],[65,2,65,4],[65,6,65,7],[65,8,65,9],[65,11,65,12],[65,13,65,14],[66,2,66,4],[66,6,66,7],[66,8,66,9],[66,11,66,12],[66,13,66,14],[67,2,67,4],[67,6,67,7],[67,8,67,9],[67,11,67,12],[67,13,67,14],[68,2,68,4],[68,6,68,7],[68,8,68,9],[68,11,68,12],[68,13,68,14],[69,2,69,4],[69,6,69,7],[69,8,69,9],[69,11,69,12],[69,13,69,14],[70,2,70,4],[70,6,70,7],[70,8,70,9],[70,11,70,12],[70,13,70,14],[71,2,71,4],[71,6,71,7],[71,8,71,9],[71,11,71,12],[71,13,71,14],[72,2,72,4],[72,6,72,7],[72,8,72,9],[72,11,72,12],[72,13,72,14],[73,2,73,4],[73,6,73,7],[73,8,73,9],[73,11,73,12],[73,13,73,14],[74,2,74,4],[74,6,74,7],[74,8,74,9],[74,11,74,12],[74,13,74,14],[75,0,75,14],[76,3,76,14],[77,0,77,3],[77,9,77,13]],"flags":["formulas_cached_only"]}
["总价措施项目清单与计价表"]
["工程名称：教科院实验室等改造工程-修缮安装",{"$nulls":6},"标段：",{"$nulls":4},"第1页 共3页"]
["序号","项目编码","项目名称",null,null,"计算基础","费率（%）",null,"金额（元）",null,"调整\n费率（%）","调整后\n金额（元）",null,"备注"]
["1","031302001001","安全文明施工费",{"$nulls":3},""]
["1.1",null,"基本费",null,null,"分部分项合计+单价措施项目合计-除税工程设备费","1.500"]
["1.2",null,"增加费",null,null,"分部分项合计+单价措施项目合计-除税工程设备费",""]
["1.3",null,"扬尘污染防治增加费",null,null,"分部分项合计+单价措施项目合计-除税工程设备费","0.210"]
["2","031302002001","夜间施工增加",null,null,"分部分项合计+单价措施项目合计-除税工程设备费",""]
["3","031302003001","非夜间施工增加",null,null,"分部分项合计+单价措施项目合计-除税工程设备费",""]
["4","031302004001","二次搬运",null,null,"分部分项合计+单价措施项目合计-除税工程设备费",""]
["5","031302005001","冬雨季施工增加",null,null,"分部分项合计+单价措施项目合计-除税工程设备费",""]
["6","031302006001","已完工程及设备保护",null,null,"分部分项合计+单价措施项目合计-除税工程设备费",""]
["7","031302008001","临时设施",null,null,"分部分项合计+单价措施项目合计-除税工程设备费",""]
["8","031302009001","赶工措施",null,null,"分部分项合计+单价措施项目合计-除税工程设备费",""]
[]
[]
[]
[{"$nulls":3},"【新点2013清单造价江苏版 V10.3.5】"]
["编制人（造价人员）：",{"$nulls":8},"复核人（造价工程师）："]
["总价措施项目清单与计价表"]
["工程名称：教科院实验室等改造工程-修缮安装",{"$nulls":6},"标段：",{"$nulls":4},"第2页 共3页"]
["序号","项目编码","项目名称",null,null,"计算基础","费率（%）",null,"金额（元）",null,"调整\n费率（%）","调整后\n金额（元）",null,"备注"]
["9","031302010001","工程按质论价",null,null,"分部分项合计+单价措施项目合计-除税工程设备费",""]
["10","031302011001","住宅分户验收",null,null,"分部分项合计+单价措施项目合计-除税工程设备费","",{"$nulls":6},"在计取住宅分户验收时，大型土石方工程、桩基工程和地下室部分不计入计费基础"]
[]
["11","031302012001","建筑工人实名制费用",null,null,"分部分项合计+单价措施项目合计-除税工程设备费","",{"$nulls":6},"建筑工人实名制设备由建筑工人工资专用账户开户银行提供的，建筑工人实名制费用按表中费率乘以0.5系数计取"]
[]
[]
["12","031302090001","地上、地下设施、建筑物的临时保护设施",null,null,"分部分项合计+单价措施项目合计-除税工程设备费",""]
["13","031302091001","特殊条件下施工增加费",null,null,"分部分项合计+单价措施项目合计-除税工程设备费",""]
["14","031302015001","智慧工地费用",null,null,"分部分项合计+单价措施项目合计-除税工程设备费","",{"$nulls":6},"现场安全隐患排查、人员信息动态管理、扬尘管控视频监控、高处作业防护预警、危大工程监测预警和集成平台等设备、软件和管理费用。"]
[]
[]
[]
[]
[{"$nulls":3},"【新点2013清单造价江苏版 V10.3.5】"]
["编制人（造价人员）：",{"$nulls":8},"复核人（造价工程师）："]
["总价措施项目清单与计价表"]
["工程名称：教科院实验室等改造工程-修缮安装",{"$nulls":6},"标段：",{"$nulls":4},"第3页 共3页"]
["序号","项目编码","项目名称",null,null,"计算基础","费率（%）",null,"金额（元）",null,"调整\n费率（%）","调整后\n金额（元）",null,"备注"]
["15","031302016001","新冠疫情常态化防控",null,null,"分部分项合计+单价措施项目合计-除税工程设备费",""]
{"$rows_empty":35}
[{"$nulls":3},"【新点2013清单造价江苏版 V10.3.5】"]
["编制人（造价人员）：",{"$nulls":8},"复核人（造价工程师）："]

{"sheet":"4.3 表-12 其他项目清单与计价汇总表","index":9,"n_rows":44,"n_cols":8,"rows_kept":44,"merged":[[0,0,0,7],[1,0,1,3],[1,4,1,6],[2,1,2,2],[2,3,2,4],[2,6,2,7],[3,1,3,2],[3,3,3,4],[3,6,3,7],[4,1,4,2],[4,3,4,4],[4,6,4,7],[5,1,5,2],[5,3,5,4],[5,6,5,7],[6,1,6,2],[6,3,6,4],[6,6,6,7],[7,1,7,2],[7,3,7,4],[7,6,7,7],[8,1,8,2],[8,3,8,4],[8,6,8,7],[9,1,9,2],[9,3,9,4],[9,6,9,7],[10,1,10,2],[10,3,10,4],[10,6,10,7],[11,1,11,2],[11,3,11,4],[11,6,11,7],[12,1,12,2],[12,3,12,4],[12,6,12,7],[13,1,13,2],[13,3,13,4],[13,6,13,7],[14,1,14,2],[14,3,14,4],[14,6,14,7],[15,1,15,2],[15,3,15,4],[15,6,15,7],[16,1,16,2],[16,3,16,4],[16,6,16,7],[17,1,17,2],[17,3,17,4],[17,6,17,7],[18,1,18,2],[18,3,18,4],[18,6,18,7],[19,1,19,2],[19,3,19,4],[19,6,19,7],[20,1,20,2],[20,3,20,4],[20,6,20,7],[21,1,21,2],[21,3,21,4],[21,6,21,7],[22,1,22,2],[22,3,22,4],[22,6,22,7],[23,1,23,2],[23,3,23,4],[23,6,23,7],[24,1,24,2],[24,3,24,4],[24,6,24,7],[25,1,25,2],[25,3,25,4],[25,6,25,7],[26,1,26,2],[26,3,26,4],[26,6,26,7],[27,1,27,2],[27,3,27,4],[27,6,27,7],[28,1,28,2],[28,3,28,4],[28,6,28,7],[29,1,29,2],[29,3,29,4],[29,6,29,7],[30,1,30,2],[30,3,30,4],[30,6,30,7],[31,1,31,2],[31,3,31,4],[31,6,31,7],[32,1,32,2],[32,3,32,4],[32,6,32,7],[33,1,33,2],[33,3,33,4],[33,6,33,7],[34,1,34,2],[34,3,34,4],[34,6,34,7],[35,1,35,2],[35,3,35,4],[35,6,35,7],[36,1,36,2],[36,3,36,4],[36,6,36,7],[37,1,37,2],[37,3,37,4],[37,6,37,7],[38,1,38,2],[38,3,38,4],[38,6,38,7],[39,1,39,2],[39,3,39,4],[39,6,39,7],[40,1,40,2],[40,3,40,4],[40,6,40,7],[41,0,41,2],[41,3,41,4],[41,6,41,7],[43,2,43,7]],"flags":["formulas_cached_only"]}
["其他项目清单与计价汇总表"]
["工程名称：教科院实验室等改造工程-修缮安装",{"$nulls":3},"标段：",null,null,"第1页 共1页"]
["序号","项目名称",null,"金额(元)",null,"结算金额(元)","备注"]
["1","暂列金额",null,""]
["2","暂估价",null,""]
["2.1","材料暂估价",null,""]
["2.2","专业工程暂估价",null,""]
["3","计日工",null,""]
["4","总承包服务费",null,""]
{"$rows_empty":32}
["合  计",null,null,""]
[]
[null,null,"【新点2013清单造价江苏版 V10.3.5】"]

{"sheet":"4.4 表-12-1 暂列金额明细表","index":10,"n_rows":44,"n_cols":7,"rows_kept":44,"merged":[[0,0,0,6],[1,0,1,3],[1,4,1,5],[2,1,2,2],[2,3,2,4],[3,1,3,2],[3,3,3,4],[4,1,4,2],[4,3,4,4],[5,1,5,2],[5,3,5,4],[6,1,6,2],[6,3,6,4],[7,1,7,2],[7,3,7,4],[8,1,8,2],[8,3,8,4],[9,1,9,2],[9,3,9,4],[10,1,10,2],[10,3,10,4],[11,1,11,2],[11,3,11,4],[12,1,12,2],[12,3,12,4],[13,1,13,2],[13,3,13,4],[14,1,14,2],[14,3,14,4],[15,1,15,2],[15,3,15,4],[16,1,16,2],[16,3,16,4],[17,1,17,2],[17,3,17,4],[18,1,18,2],[18,3,18,4],[19,1,19,2],[19,3,19,4],[20,1,20,2],[20,3,20,4],[21,1,21,2],[21,3,21,4],[22,1,22,2],[22,3,22,4],[23,1,23,2],[23,3,23,4],[24,1,24,2],[24,3,24,4],[25,1,25,2],[25,3,25,4],[26,1,26,2],[26,3,26,4],[27,1,27,2],[27,3,27,4],[28,1,28,2],[28,3,28,4],[29,1,29,2],[29,3,29,4],[30,1,30,2],[30,3,30,4],[31,1,31,2],[31,3,31,4],[32,1,32,2],[32,3,32,4],[33,1,33,2],[33,3,33,4],[34,1,34,2],[34,3,34,4],[35,1,35,2],[35,3,35,4],[36,1,36,2],[36,3,36,4],[37,1,37,2],[37,3,37,4],[38,1,38,2],[38,3,38,4],[39,1,39,2],[39,3,39,4],[40,1,40,2],[40,3,40,4],[41,0,41,4],[43,2,43,6]],"flags":["formulas_cached_only"]}
["暂列金额明细表"]
["工程名称：教科院实验室等改造工程-修缮安装",{"$nulls":3},"标段：",null,"第1页 共1页"]
["序号","项目名称",null,"计量单位",null,"暂定金额(元)","备注"]
{"$rows_empty":38}
["合  计",{"$nulls":4},""]
[]
[null,null,"【新点2013清单造价江苏版 V10.3.5】"]

{"sheet":"4.5 表-13 规费、税金项目计价表","index":11,"n_rows":41,"n_cols":11,"rows_kept":41,"merged":[[0,0,0,11],[1,0,1,4],[1,5,1,8],[1,9,1,11],[2,1,2,2],[2,3,2,5],[2,6,2,7],[2,8,2,9],[2,10,2,11],[3,1,3,2],[3,3,3,5],[3,6,3,7],[3,8,3,9],[3,10,3,11],[4,1,4,2],[4,3,4,5],[4,6,4,7],[4,8,4,9],[4,10,4,11],[5,1,5,2],[5,3,5,5],[5,6,5,7],[5,8,5,9],[5,10,5,11],[6,1,6,2],[6,3,6,5],[6,6,6,7],[6,8,6,9],[6,10,6,11],[7,1,7,2],[7,3,7,5],[7,6,7,7],[7,8,7,9],[7,10,7,11],[8,1,8,2],[8,3,8,5],[8,6,8,7],[8,8,8,9],[8,10,8,11],[9,1,9,2],[9,3,9,5],[9,6,9,7],[9,8,9,9],[9,10,9,11],[10,1,10,2],[10,3,10,5],[10,6,10,7],[10,8,10,9],[10,10,10,11],[11,1,11,2],[11,3,11,5],[11,6,11,7],[11,8,11,9],[11,10,11,11],[12,1,12,2],[12,3,12,5],[12,6,12,7],[12,8,12,9],[12,10,12,11],[13,1,13,2],[13,3,13,5],[13,6,13,7],[13,8,13,9],[13,10,13,11],[14,1,14,2],[14,3,14,5],[14,6,14,7],[14,8,14,9],[14,10,14,11],[15,1,15,2],[15,3,15,5],[15,6,15,7],[15,8,15,9],[15,10,15,11],[16,1,16,2],[16,3,16,5],[16,6,16,7],[16,8,16,9],[16,10,16,11],[17,1,17,2],[17,3,17,5],[17,6,17,7],[17,8,17,9],[17,10,17,11],[18,1,18,2],[18,3,18,5],[18,6,18,7],[18,8,18,9],[18,10,18,11],[19,1,19,2],[19,3,19,5],[19,6,19,7],[19,8,19,9],[19,10,19,11],[20,1,20,2],[20,3,20,5],[20,6,20,7],[20,8,20,9],[20,10,20,11],[21,1,21,2],[21,3,21,5],[21,6,21,7],[21,8,21,9],[21,10,21,11],[22,1,22,2],[22,3,22,5],[22,6,22,7],[22,8,22,9],[22,10,22,11],[23,1,23,2],[23,3,23,5],[23,6,23,7],[23,8,23,9],[23,10,23,11],[24,1,24,2],[24,3,24,5],[24,6,24,7],[24,8,24,9],[24,10,24,11],[25,1,25,2],[25,3,25,5],[25,6,25,7],[25,8,25,9],[25,10,25,11],[26,1,26,2],[26,3,26,5],[26,6,26,7],[26,8,26,9],[26,10,26,11],[27,1,27,2],[27,3,27,5],[27,6,27,7],[27,8,27,9],[27,10,27,11],[28,1,28,2],[28,3,28,5],[28,6,28,7],[28,8,28,9],[28,10,28,11],[29,1,29,2],[29,3,29,5],[29,6,29,7],[29,8,29,9],[29,10,29,11],[30,1,30,2],[30,3,30,5],[30,6,30,7],[30,8,30,9],[30,10,30,11],[31,1,31,2],[31,3,31,5],[31,6,31,7],[31,8,31,9],[31,10,31,11],[32,1,32,2],[32,3,32,5],[32,6,32,7],[32,8,32,9],[32,10,32,11],[33,1,33,2],[33,3,33,5],[33,6,33,7],[33,8,33,9],[33,10,33,11],[34,1,34,2],[34,3,34,5],[34,6,34,7],[34,8,34,9],[34,10,34,11],[35,1,35,2],[35,3,35,5],[35,6,35,7],[35,8,35,9],[35,10,35,11],[36,1,36,2],[36,3,36,5],[36,6,36,7],[36,8,36,9],[36,10,36,11],[37,0,37,9],[37,10,37,11],[39,2,39,11],[40,0,40,3],[40,7,40,10]],"flags":["formulas_cached_only"]}
["规费、税金项目计价表"]
["工程名称：教科院实验室等改造工程-修缮安装",{"$nulls":4},"标段：",{"$nulls":3},"第1页 共1页"]
["序号","项目名称",null,"计算基础",null,null,"计算基数(元)",null,"计算费率(％)",null,"金额(元)"]
["1","规费",null,"环境保护税+社会保险费+住房公积金",{"$nulls":4},"100.000"]
["1.1","社会保险费",null,"分部分项工程费+措施项目费+其他项目费-除税工程设备费",{"$nulls":4},"3.800"]
["1.2","住房公积金",null,"分部分项工程费+措施项目费+其他项目费-除税工程设备费",{"$nulls":4},"0.670"]
["1.3","环境保护税",null,"分部分项工程费+措施项目费+其他项目费-除税工程设备费",{"$nulls":4},""]
["2","税金",null,"分部分项工程费+措施项目费+其他项目费+规费-除税甲供材料和甲供设备费/1.01",{"$nulls":4},"9.000"]
{"$rows_empty":29}
["合  计"]
[]
[null,null,"【新点2013清单造价江苏版 V10.3.5】"]
["编制人（造价人员）：",{"$nulls":6},"复核人（造价工程师）："]